## READ ME
**This document summarizes all of the structural, savings, and payment changes that will occur on October 1, 2025 with the release of the new measure list and implementation manual. This workbook documents the specific changes to measure structure, savings, and payments that will be referenced in the October 2025 Implementation Manual.**
Workbook Tab | Explanation of Content
Updated UES Measures | These are the changes to savings and/or incentives from RTF, BPAQ, and/or other program implementation changes. Only REFNOs with changes are included. If a REFNO is not listed on this tab or in the following measure-specific tabs, then there are no changes to their savings and incentives.
Deactivated UES Measures | The measures are no longer available starting October 1st. This does not include version changes of measures that will remain moving forward.
Residential DHP Changes | This tab provides a breakout of how the structure of the Residential Ductless Heat Pump REFNOs will be changing on October 1.
LIEE Vintage Changes | This tab provides a breakout of changes in LIEE space as it relates to installed equipment vintage requirements.
Commercial Insulation Changes | This tab provides a breakout of how the structure of the Commercial Insulation REFNOs will be changing on October 1.
Commercial Windows Changes | This tab provides a breakout of how the structure of the Commercial Windows REFNOs will be changing on October 1.
Commercial Thermostat Changes | This tab provides a breakout of how the structure of the Commercial Thermostat REFNOs will be changing on October 1.
Industrial PTS Changes | This tab provides a breakout of how the structure of the Industrial Performance Tracking System REFNOs will be changing on October 1.
Onion Potato Shed Changes | This tab provides a breakout of how the structure of the Onion Potato Shed REFNOs will be changing on October 1.

## Updated UES Measures
EEC Reference Number | Heating Zone | Cooling Zone | Sector | Measure Name | Busbar savings as of April 1, 2025 | Busbar savings taking effect October 1, 2025 | Payment as of April 1, 2025 | Payment taking effect October 1, 2025 | Site savings as of April 1, 2025 | Site savings taking effect October 1, 2025
AHVHC40210 | Heating Zone 1 | All Cooling Zones | Agricultural | Thermostatically Controlled Outlets | 790.5193 | 888.2517 | 14 | No Change | 707.8 | 796
AHVHC40211 | Heating Zone 2 | All Cooling Zones | Agricultural | Thermostatically Controlled Outlets | 714.5723 | 841.5045 | 14 | No Change | 639.8 | 756.75
AHVHC40212 | Heating Zone 3 | All Cooling Zones | Agricultural | Thermostatically Controlled Outlets | 714.5723 | 551.3494 | 14 | No Change | 639.8 | 495.75
AIRHA40224 | All Heating Zones | All Cooling Zones | Agricultural | Sprinkler Upgrade Irrigation System Conversion to MESA from high pressure Center Pivot or Lateral Move System | 58.6261 | No Change | 18 | Increasing | 53.1415 | No Change
AIRHA40225 | All Heating Zones | All Cooling Zones | Agricultural | Sprinkler Package Replacements High Pressure Sprinkler Package Center Pivot or Lateral Move System | 65.8586 | No Change | 16 | Increasing | 59.6973 | No Change
AIRHA40226 | All Heating Zones | All Cooling Zones | Agricultural | Sprinkler Package Replacements MESA Sprinkler Package Center Pivot or Lateral Move System | 32.9293 | No Change | 15 | Increasing | 29.8487 | No Change
AIRHA40227 | All Heating Zones | All Cooling Zones | Agricultural | Sprinkler Upgrade Irrigation System Conversion to LESA/LEPA/MDI from high pressure Center Pivot or Lateral Move System | 61.7117 | No Change | 18 | Increasing | 55.9384 | No Change
AIRHA40228 | All Heating Zones | All Cooling Zones | Agricultural | Sprinkler Upgrade Irrigation System Conversion to LESA/LEPA/MDI from MESA Center Pivot or Lateral Move System | 37.027 | No Change | 18 | Increasing | 33.563 | No Change
AIRHA40229 | All Heating Zones | All Cooling Zones | Agricultural | Sprinkler Package Replacements LESA/LEPA/MDI Sprinkler Package Center Pivot or Lateral Move System | 16.4646 | No Change | 7 | Increasing | 14.9243 | No Change
AIRHA40230 | All Heating Zones | All Cooling Zones | Agricultural | Sprinkler Upgrade Irrigation System Conversion to Low pressure from High pressure Wheel-line or Hand-line System | 58.6261 | No Change | 16 | Increasing | 53.1415 | No Change
AIRPF40237 | All Heating Zones | All Cooling Zones | Agricultural | Pump Efficiency Upgrade New Efficient Pump 20 to 500 horsepower Bronze or Stainless Steel impeller | 220.6415 | No Change | 70 | Increasing | 200 | No Change
AMDMC40238 | All Heating Zones | All Cooling Zones | Agricultural | Motors/Drives Control Improvements (VFD) On Irrigation Turbine Pump 7.5 to 1000 horsepower | Calculated | No Change | 100 | Increasing | Calculated | No Change
AMDMC40239 | All Heating Zones | All Cooling Zones | Agricultural | Motors/Drives Control Improvements (VFD) On Irrigation Centrifugal Pump 7.5 to 1000 horsepower | Calculated | No Change | 70 | Increasing | Calculated | No Change
AMDMC40240 | All Heating Zones | All Cooling Zones | Agricultural | Motors/Drives Control Improvements (VFD) On Irrigation Turbine Pump 7.5 to 1000 horsepower | Calculated | No Change | 100 | Increasing | Calculated | No Change
AMDMC40241 | All Heating Zones | All Cooling Zones | Agricultural | Motors/Drives Control Improvements (VFD) On Irrigation Centrifugal Pump 7.5 to 1000 horsepower | Calculated | No Change | 70 | Increasing | Calculated | No Change
APLLT40185 | Heating Zone 1 | All Cooling Zones | Agricultural | Freeze Resistant Stock Tanks New Enclosed and Fully Insulated Watering Tank/Fountain No Electric Heat | 318.79 | 61.399 | 140 | No Change | 285.4279 | 54.875
APLLT40186 | Heating Zone 2 | All Cooling Zones | Agricultural | Freeze Resistant Stock Tanks New Enclosed and Fully Insulated Watering Tank/Fountain No Electric Heat | 547 | 276.3283 | 165 | No Change | 489.7637 | 247.25
APLLT40187 | Heating Zone 3 | All Cooling Zones | Agricultural | Freeze Resistant Stock Tanks New Enclosed and Fully Insulated Watering Tank/Fountain No Electric Heat | 1361.71 | 423.8525 | 225 | No Change | 1219.2225 | 379.25
APLPL40198 | All Heating Zones | All Cooling Zones | Agricultural | Interactive Process Loads System Improvements Generator Block Heater Stationary Less than 3 kW | 1069.22 | 1409.9752 | 200 | Increasing | 1000 | 1271.9377
APLPL40199 | All Heating Zones | All Cooling Zones | Agricultural | Interactive Process Loads System Improvements Generator Block Heater Stationary Greater than or equal to 3 kW | 14969.02 | 4052.4193 | 1500 | Increasing | 14000 | 3655.6847
CFPMC20465 | All Heating Zones | All Cooling Zones | Commercial | Interactive Process Loads System Improvements Demand Control Kitchen Ventilation Single Sensor | 1094.8878 | No Change | 200 | Increasing | 986 | No Change
CFPMC20466 | All Heating Zones | All Cooling Zones | Commercial | Interactive Process Loads System Improvements Demand Control Kitchen Ventilation Multiple Sensor | 2552.8874 | No Change | 400 | Increasing | 2299 | No Change
CHVHC20802 | All Heating Zones | All Cooling Zones | Commercial | HVAC Control Improvements (VFD) VFD installed on Air Handling Unit | 1669.5205 | No Change | 300 | Increasing | 1500 | No Change
CHVHI20801 | All Heating Zones | All Cooling Zones | Commercial | VRF Existing Building | 4683.5846 | No Change | 1000 | Increasing | 4222.33 | No Change
CHVHI20887 | All Heating Zones | All Cooling Zones | Commercial | Air-Source Heat Pumps Retrofit | 4299.12 | No Change | 700 | Increasing | 4010.57 | No Change
CHVHI20931 | All Heating Zones | All Cooling Zones | Commercial | Packaged Terminal Heat Pumps Lodging Retrofit | 1041.5275 | 404.306 | 600 | Decreasing | 938 | 361.833
CHVHI20932 | All Heating Zones | All Cooling Zones | Commercial | Packaged Terminal Heat Pumps Lodging New Construction | 1041.5275 | 222.3683 | 100 | Decreasing | 938 | 199.0081
CHVHI20933 | All Heating Zones | All Cooling Zones | Commercial | Packaged Terminal Heat Pumps Residential Care Retrofit | 2075.8093 | 218.6419 | 600 | Decreasing | 1863 | 195.6732
CHVHI20934 | All Heating Zones | All Cooling Zones | Commercial | Packaged Terminal Heat Pumps Residential Care New Construction | 2075.8093 | 120.253 | 100 | Decreasing | 1863 | 107.6202
CHVHI21275 | All Heating Zones | All Cooling Zones | Commercial | Heat Recovery Ventilators (HRV) Tier 1 Retrofit | 10.2864 | No Change | 2 | Increasing | 9.161 | No Change
CHVHI21276 | All Heating Zones | All Cooling Zones | Commercial | Heat Recovery Ventilators (HRV) Tier 1 Upgrade | 8.0441 | No Change | 2 | Increasing | 7.164 | No Change
CHVHI21277 | All Heating Zones | All Cooling Zones | Commercial | Heat Recovery Ventilators (HRV) Tier 2 Retrofit | 15.529 | No Change | 3.5 | Increasing | 13.83 | No Change
CHVHI21278 | All Heating Zones | All Cooling Zones | Commercial | Heat Recovery Ventilators (HRV) Tier 2 Upgrade | 13.2463 | No Change | 3.5 | Increasing | 11.797 | No Change
CLILF21338 | All Heating Zones | All Cooling Zones | Commercial | Midstream Lighting HID <60W Replacement Ballast Compatible | 66.8952 | 68.3043 | 20 | No Change | 61.3861 | 61.3861
CLILF21339 | All Heating Zones | All Cooling Zones | Commercial | Midstream Lighting HID <60W Replacement Ballast bypass | 75.6281 | 76.6041 | 20 | No Change | 68.8452 | 68.8452
CLILF21340 | All Heating Zones | All Cooling Zones | Commercial | Midstream Lighting HID ≥60W Replacement Ballast Compatible | 144.8098 | 161.1299 | 50 | No Change | 135.5332 | 144.8098
CLILF21341 | All Heating Zones | All Cooling Zones | Commercial | Midstream Lighting HID ≥60W Replacement Ballast bypass | 159.9321 | 177.9566 | 50 | No Change | 153.2377 | 159.9321
CPLPL20427 | All Heating Zones | All Cooling Zones | Commercial | Interactive Process Loads System Improvements Generator Block Heater Stationary Greater than or equal to 3 kW | 15425.3888 | 4052.4193 | 1500 | Increasing | 14000 | 3655.6847
CPLPL20428 | All Heating Zones | All Cooling Zones | Commercial | Interactive Process Loads System Improvements Generator Block Heater Stationary Less than 3 kW | 1101.8135 | 1409.9752 | 200 | Increasing | 1000 | 1271.9377
CPLPL20794 | All Heating Zones | All Cooling Zones | Commercial | Interactive Process Loads System Improvements Vehicle Engine Block Heater Control | 2166.8975 | 2783.8227 | 200 | No Change | 1929.82 | 2511.8128
CWHWH21265 | All Heating Zones | All Cooling Zones | Commercial | Heat Pump Water Heaters Office, Warehouse, or Other Tier 3 Consumer Equipment Unitary System | 802.6847 | 797.9025 | 800 | Increasing | 721.7396 | 717.4396
CWHWH21266 | All Heating Zones | All Cooling Zones | Commercial | Heat Pump Water Heaters Retail, Service, Residential care, or School Tier 3 Consumer Equipment Unitary System | 1587.3788 | 1627.053 | 800 | Increasing | 1427.3028 | 1462.9761
CWHWH21267 | All Heating Zones | All Cooling Zones | Commercial | Heat Pump Water Heaters Assembly, Restaurant, Lodging, or Grocery Tier 3 Consumer Equipment Unitary System | 2766.2038 | 2789.082 | 800 | Increasing | 2487.2515 | 2507.8226
CWHWH21271 | All Heating Zones | All Cooling Zones | Commercial | Heat Pump Water Heaters Office, Warehouse, or Other Tier 3 Consumer Equipment Split System | 959.4037 | 984.9492 | 1100 | Increasing | 862.6545 | 885.624
CWHWH21272 | All Heating Zones | All Cooling Zones | Commercial | Heat Pump Water Heaters Retail, Service, Residential care, or School Tier 3 Consumer Equipment Split System | 1924.815 | 1969.8985 | 1100 | Increasing | 1730.7109 | 1771.248
CWHWH21273 | All Heating Zones | All Cooling Zones | Commercial | Heat Pump Water Heaters Assembly, Restaurant, Lodging, or Grocery Tier 3 Consumer Equipment Split System | 3855.4193 | 3939.797 | 1100 | Increasing | 3466.6272 | 3542.4961
CWHWH21292 | All Heating Zones | All Cooling Zones | Commercial | Heat Pump Water Heaters Assembly, Restaurant, Lodging, or Grocery Tier 4 Consumer Equipment Unitary System | 3181.1154 | 3357.8283 | 900 | Increasing | 2860.3222 | 3019.2149
CWHWH21294 | All Heating Zones | All Cooling Zones | Commercial | Heat Pump Water Heaters Office, Warehouse, or Other Tier 4 Consumer Equipment Unitary System | 935.4055 | 976.4154 | 900 | Increasing | 841.0764 | 877.9507
CWHWH21296 | All Heating Zones | All Cooling Zones | Commercial | Heat Pump Water Heaters Retail, Service, Residential care, or School Tier 4 Consumer Equipment Unitary System | 1819.1692 | 1941.6907 | 900 | Increasing | 1635.7188 | 1745.8848
IPLPL30097 | All Heating Zones | All Cooling Zones | Industrial | Interactive Process Loads System Improvements Generator Block Heater Stationary Less than 3 kW | 1101.8135 | 1409.9752 | 200 | Increasing | 1000 | 1271.9377
IPLPL30098 | All Heating Zones | All Cooling Zones | Industrial | Interactive Process Loads System Improvements Generator Block Heater Stationary Greater than or equal to 3 kW | 15425.3888 | 4052.4193 | 1500 | Increasing | 14000 | 3655.6847
LELPL14523 | All Heating Zones | All Cooling Zones | Residential | Clothes Dryers Any Residential - Low Income BPA Tier 1 | 191.1261 | 253.0269 | 800 | No Change | 171.53 | 227.0775
LELPL14524 | All Heating Zones | All Cooling Zones | Residential | Clothes Dryers Any Residential - Low Income BPA Tier 2 | 336.4277 | 396.7557 | 800 | No Change | 301.93 | 356.066
LELPL14525 | All Heating Zones | All Cooling Zones | Residential | Clothes Dryers Any Residential - Low Income BPA Tier 3 | 517.0907 | 569.2898 | 800 | No Change | 464.06 | 510.9058
LELPL14526 | All Heating Zones | All Cooling Zones | Residential | Clothes Dryers Any Residential - Low Income BPA Tier 1 Retail (Utility Run) | 191.1261 | 253.0269 | 800 | No Change | 171.53 | 227.0775
LELPL14527 | All Heating Zones | All Cooling Zones | Residential | Clothes Dryers Any Residential - Low Income BPA Tier 2 Retail (Utility Run) | 336.4277 | 396.7557 | 800 | No Change | 301.93 | 356.066
LELPL14528 | All Heating Zones | All Cooling Zones | Residential | Clothes Dryers Any Residential - Low Income BPA Tier 3 Retail (Utility Run) | 517.0907 | 569.2898 | 800 | No Change | 464.06 | 510.9058
LHVEN10013 | Heating Zone 1 | All Cooling Zones | Residential | Insulation Manufactured Home - Existing - Low Income Attic Insulation R0 to R22 Any Electric Heat | 0.44 | 0.75932 | 0.9 | No Change | 0.41 | 0.68328
LHVEN10014 | Heating Zone 1 | All Cooling Zones | Residential | Insulation Manufactured Home - Existing - Low Income Attic Insulation R0 to R30 Any Electric Heat | 0.74 | 1.0282 | 0.75 | No Change | 0.69 | 0.92522
LHVEN10015 | Heating Zone 1 | All Cooling Zones | Residential | Insulation Manufactured Home - Existing - Low Income Attic Insulation R11 to R30 Any Electric Heat | 0.51 | 0.3827 | 0.45 | No Change | 0.48 | 0.34437
LHVEN10017 | Heating Zone 1 | All Cooling Zones | Residential | Insulation Manufactured Home - Existing - Low Income Floor Insulation R11 to R22 Any Electric Heat | 0.41 | 1.0555 | 0.6 | No Change
LHVEN10018 | Heating Zone 2 | All Cooling Zones | Residential | Insulation Manufactured Home - Existing - Low Income Attic Insulation R0 to R22 Any Electric Heat | 0.86 | 1.0894 | 0.9 | No Change | 0.8 | 0.98092
LHVEN10019 | Heating Zone 2 | All Cooling Zones | Residential | Insulation Manufactured Home - Existing - Low Income Attic Insulation R0 to R30 Any Electric Heat | 1.16 | 1.4253 | 0.75 | No Change | 1.08 | 1.2834
LHVEN10020 | Heating Zone 2 | All Cooling Zones | Residential | Insulation Manufactured Home - Existing - Low Income Attic Insulation R11 to R30 Any Electric Heat | 0.4 | 0.53051 | 0.45 | No Change | 0.37 | 0.4777
LHVEN10022 | Heating Zone 2 | All Cooling Zones | Residential | Insulation Manufactured Home - Existing - Low Income Floor Insulation R11 to R22 Any Electric Heat | 0.41 | 1.0555 | 0.6 | No Change | 0.38 | 0.95043
LHVEN10023 | Heating Zone 3 | All Cooling Zones | Residential | Insulation Manufactured Home - Existing - Low Income Attic Insulation R0 to R22 Any Electric Heat | 0.86 | 1.0894 | 0.9 | No Change | 0.8 | 0.98092
LHVEN10024 | Heating Zone 3 | All Cooling Zones | Residential | Insulation Manufactured Home - Existing - Low Income Attic Insulation R0 to R30 Any Electric Heat | 1.16 | 1.4253 | 0.75 | No Change | 1.08 | 1.2834
LHVEN10025 | Heating Zone 3 | All Cooling Zones | Residential | Insulation Manufactured Home - Existing - Low Income Attic Insulation R11 to R30 Any Electric Heat | 0.4 | 0.53051 | 0.45 | No Change | 0.37 | 0.4777
LHVEN10027 | Heating Zone 3 | All Cooling Zones | Residential | Insulation Manufactured Home - Existing - Low Income Floor Insulation R11 to R22 Any Electric Heat | 0.41 | 1.0555 | 0.6 | No Change | 0.38 | 0.95043
LHVEN10028 | Heating Zone 1 | All Cooling Zones | Residential | Insulation Multifamily - Existing - Low Rise - Low Income Attic Insulation R0 to R19 Any Electric Heat | 0.73 | 0.75085 | 0.9 | No Change | 0.67 | 0.67322
LHVEN10029 | Heating Zone 1 | All Cooling Zones | Residential | Insulation Multifamily - Existing - Low Rise - Low Income Attic Insulation R0 to R38 Any Electric Heat | 0.98 | 1.0094 | 1.2 | No Change | 0.91 | 0.90506
LHVEN10030 | Heating Zone 1 | All Cooling Zones | Residential | Insulation Multifamily - Existing - Low Rise - Low Income Attic Insulation R19 to R38 Any Electric Heat | 0.18 | 0.25858 | 0.3 | No Change | 0.17 | 0.23184
LHVEN10031 | Heating Zone 1 | All Cooling Zones | Residential | Insulation Multifamily - Existing - Low Rise - Low Income Attic Insulation R38 to R49 Any Electric Heat | 0.05 | 0.052797 | 0.09 | No Change | 0.05 | 0.047338
LHVEN10032 | Heating Zone 1 | All Cooling Zones | Residential | Insulation Multifamily - Existing - Low Rise - Low Income Floor Insulation R0 to R19 Any Electric Heat | 1.09 | 1.1311 | 1.11 | No Change | 1.01 | 1.0142
LHVEN10033 | Heating Zone 1 | All Cooling Zones | Residential | Insulation Multifamily - Existing - Low Rise - Low Income Floor Insulation R0 to R30 Any Electric Heat | 1.46 | 1.5071 | 1.29 | No Change | 1.35 | 1.3513
LHVEN10034 | Heating Zone 1 | All Cooling Zones | Residential | Insulation Multifamily - Existing - Low Rise - Low Income Floor Insulation R19 to R30 Any Electric Heat | 0.36 | 0.37598 | 0.21 | No Change | 0.34 | 0.33711
LHVEN10035 | Heating Zone 1 | All Cooling Zones | Residential | Insulation Multifamily - Existing - Low Rise - Low Income Wall Insulation R0 to R11 Any Electric Heat | 2.21 | 2.5877 | 2 | No Change | 2.05 | 2.3154
LHVEN10037 | Heating Zone 2 | All Cooling Zones | Residential | Insulation Multifamily - Existing - Low Rise - Low Income Attic Insulation R0 to R19 Any Electric Heat | 0.8 | 0.82864 | 1.05 | No Change | 0.74 | 0.74297
LHVEN10038 | Heating Zone 2 | All Cooling Zones | Residential | Insulation Multifamily - Existing - Low Rise - Low Income Attic Insulation R0 to R38 Any Electric Heat | 1.08 | 1.1156 | 1.35 | No Change | 1 | 1.0003
LHVEN10039 | Heating Zone 2 | All Cooling Zones | Residential | Insulation Multifamily - Existing - Low Rise - Low Income Attic Insulation R19 to R38 Any Electric Heat | 0.28 | 0.28696 | 0.45 | No Change | 0.26 | 0.25729
LHVEN10040 | Heating Zone 2 | All Cooling Zones | Residential | Insulation Multifamily - Existing - Low Rise - Low Income Attic Insulation R38 to R49 Any Electric Heat | 1.1 | 0.058712 | 0.12 | No Change | 0.05 | 0.052642
LHVEN10041 | Heating Zone 2 | All Cooling Zones | Residential | Insulation Multifamily - Existing - Low Rise - Low Income Floor Insulation R0 to R19 Any Electric Heat | 1.4 | 1.7179 | 1.83 | No Change | 1.3 | 1.5402
LHVEN10042 | Heating Zone 2 | All Cooling Zones | Residential | Insulation Multifamily - Existing - Low Rise - Low Income Floor Insulation R0 to R30 Any Electric Heat | 1.87 | 2.2936 | 2.16 | No Change | 1.74 | 2.0565
LHVEN10043 | Heating Zone 2 | All Cooling Zones | Residential | Insulation Multifamily - Existing - Low Rise - Low Income Floor Insulation R19 to R30 Any Electric Heat | 0.47 | 0.57573 | 0.33 | No Change | 0.44 | 0.51621
LHVEN10044 | Heating Zone 2 | All Cooling Zones | Residential | Insulation Multifamily - Existing - Low Rise - Low Income Wall Insulation R0 to R11 Any Electric Heat | 2.93 | 3.6171 | 2 | No Change | 2.72 | 3.2431
LHVEN10046 | Heating Zone 3 | All Cooling Zones | Residential | Insulation Multifamily - Existing - Low Rise - Low Income Attic Insulation R0 to R19 Any Electric Heat | 0.82 | 0.84491 | 1.2 | No Change | 0.76 | 0.75755
LHVEN10047 | Heating Zone 3 | All Cooling Zones | Residential | Insulation Multifamily - Existing - Low Rise - Low Income Attic Insulation R0 to R38 Any Electric Heat | 1.1 | 1.1377 | 1.5 | No Change | 1.02 | 1.0201
LHVEN10048 | Heating Zone 3 | All Cooling Zones | Residential | Insulation Multifamily - Existing - Low Rise - Low Income Attic Insulation R19 to R38 Any Electric Heat | 0.28 | 0.29277 | 0.6 | No Change | 0.26 | 0.2625
LHVEN10050 | Heating Zone 3 | All Cooling Zones | Residential | Insulation Multifamily - Existing - Low Rise - Low Income Floor Insulation R0 to R19 Any Electric Heat | 1.66 | 1.7599 | 2.16 | No Change | 1.54 | 1.5747
LHVEN10051 | Heating Zone 3 | All Cooling Zones | Residential | Insulation Multifamily - Existing - Low Rise - Low Income Floor Insulation R0 to R30 Any Electric Heat | 2.22 | 2.3531 | 2.55 | No Change | 2.06 | 2.1055
LHVEN10052 | Heating Zone 3 | All Cooling Zones | Residential | Insulation Multifamily - Existing - Low Rise - Low Income Floor Insulation R19 to R30 Any Electric Heat | 0.56 | 0.59326 | 0.39 | No Change | 0.52 | 0.53083
LHVEN10053 | Heating Zone 3 | All Cooling Zones | Residential | Insulation Multifamily - Existing - Low Rise - Low Income Wall Insulation R0 to R11 Any Electric Heat | 3.49 | 4.0716 | 2 | No Change | 3.24 | 3.6432
LHVEN10179 | Heating Zone 1 | All Cooling Zones | Residential | Windows Manufactured Home - Existing - Low Income Prime Windows and Patio Doors Single Pane Base Window to 0.30 or better, Patio door to 0.35 or better Any Electric Heat | 14.8419 | 19.6849 | 45 | No Change | 13.28 | 17.7136
LHVEN10180 | Heating Zone 2 | All Cooling Zones | Residential | Windows Manufactured Home - Existing - Low Income Prime Windows and Patio Doors Single Pane Base Window to 0.30 or better, Patio door to 0.35 or better Any Electric Heat | 16.8927 | 23.4535 | 45 | No Change | 15.12 | 21.1189
LHVEN10181 | Heating Zone 3 | All Cooling Zones | Residential | Windows Manufactured Home - Existing - Low Income Prime Windows and Patio Doors Single Pane Base Window to 0.30 or better, Patio door to 0.35 or better Any Electric Heat | 16.8927 | 23.4535 | 45 | No Change | 15.12 | 21.1189
LHVEN10182 | Heating Zone 1 | All Cooling Zones | Residential | Windows Manufactured Home - Existing - Low Income Prime Windows and Patio Doors Double Pane Base Window to 0.30 or better, Patio door to 0.35 or better Any Electric Heat | 6.633 | 8.7761 | 45 | No Change | 5.94 | 7.8973
LHVEN10183 | Heating Zone 2 | All Cooling Zones | Residential | Windows Manufactured Home - Existing - Low Income Prime Windows and Patio Doors Double Pane Base Window to 0.30 or better, Patio door to 0.35 or better Any Electric Heat | 9.1812 | 11.6558 | 45 | No Change | 8.21 | 10.4956
LHVEN10184 | Heating Zone 3 | All Cooling Zones | Residential | Windows Manufactured Home - Existing - Low Income Prime Windows and Patio Doors Double Pane Base Window to 0.30 or better, Patio door to 0.35 or better Any Electric Heat | 9.1812 | 11.6558 | 45 | No Change | 8.21 | 10.4956
LHVEN11525 | Heating Zone 1 | All Cooling Zones | Residential | Air Sealing Manufactured Home - Existing - Low Income Whole House Air Sealing Any Electric Heat | 0.26823 | 0.37424 | 0.25 | No Change | 0.24 | 0.33676
LHVEN11526 | Heating Zone 2 | All Cooling Zones | Residential | Air Sealing Manufactured Home - Existing - Low Income Whole House Air Sealing Any Electric Heat | 0.26264 | 0.36884 | 0.25 | No Change | 0.24 | 0.33212
LHVEN11527 | Heating Zone 3 | All Cooling Zones | Residential | Air Sealing Manufactured Home - Existing - Low Income Whole House Air Sealing Any Electric Heat | 0.26264 | 0.36884 | 0.25 | No Change | 0.24 | 0.33212
LHVEN11747 | Heating Zone 1 | All Cooling Zones | Residential | Insulation Multifamily - Existing - Low Rise - Low Income Attic Insulation R0 to R49 Any Electric Heat | 1.03 | 1.0622 | 1.35 | No Change | 0.95 | 0.9524
LHVEN11748 | Heating Zone 2 | All Cooling Zones | Residential | Insulation Multifamily - Existing - Low Rise - Low Income Attic Insulation R0 to R49 Any Electric Heat | 1.13 | 1.1743 | 1.5 | No Change | 1.05 | 1.0529
LHVEN11749 | Heating Zone 3 | All Cooling Zones | Residential | Insulation Multifamily - Existing - Low Rise - Low Income Attic Insulation R0 to R49 Any Electric Heat | 1.16 | 1.1976 | 1.65 | No Change | 1.07 | 1.0738
LHVEN11750 | Heating Zone 1 | All Cooling Zones | Residential | Insulation Multifamily - Existing - Low Rise - Low Income Attic Insulation R19 to R49 Any Electric Heat | 0.3 | 0.31137 | 0.3 | No Change | 0.28 | 0.27918
LHVEN11751 | Heating Zone 2 | All Cooling Zones | Residential | Insulation Multifamily - Existing - Low Rise - Low Income Attic Insulation R19 to R49 Any Electric Heat | 0.33 | 0.34567 | 0.45 | No Change | 0.31 | 0.30993
LHVEN11752 | Heating Zone 3 | All Cooling Zones | Residential | Insulation Multifamily - Existing - Low Rise - Low Income Attic Insulation R19 to R49 Any Electric Heat | 0.34 | 0.3527 | 0.6 | No Change | 0.32 | 0.31623
LHVEN11906 | Heating Zone 1 | All Cooling Zones | Residential | Insulation Manufactured Home - Existing - Low Income Floor Insulation R0 to R22 Any Electric Heat | 0.53 | 0.41246 | 0.9 | No Change | 0.49 | 0.37116
LHVEN11908 | Heating Zone 2 | All Cooling Zones | Residential | Insulation Manufactured Home - Existing - Low Income Floor Insulation R0 to R22 Any Electric Heat | 0.8 | 0.57022 | 0.9 | No Change | 0.75 | 0.51345
LHVEN11910 | Heating Zone 3 | All Cooling Zones | Residential | Insulation Manufactured Home - Existing - Low Income Floor Insulation R0 to R22 Any Electric Heat | 0.8 | 0.57022 | 0.9 | No Change | 0.75 | 0.51345
LHVEN11912 | Heating Zone 1 | All Cooling Zones | Residential | Windows Manufactured Home - Existing - Low Income Prime Windows and Patio Doors Single Pane Base Window to 0.22 or better, Patio door to 0.30 or better Any Electric Heat | 15.9092 | 18.3754 | 45 | No Change | 14.24 | 16.5353
LHVEN11913 | Heating Zone 1 | All Cooling Zones | Residential | Windows Manufactured Home - Existing - Low Income Prime Windows and Patio Doors Double Pane Base Window to 0.22 or better, Patio door to 0.30 or better Any Electric Heat | 7.7227 | 7.462 | 45 | No Change | 6.91 | 6.7148
LHVEN11916 | Heating Zone 2 | All Cooling Zones | Residential | Windows Manufactured Home - Existing - Low Income Prime Windows and Patio Doors Single Pane Base Window to 0.22 or better, Patio door to 0.30 or better Any Electric Heat | 18.1556 | 21.7669 | 45 | No Change | 16.24 | 19.6001
LHVEN11917 | Heating Zone 2 | All Cooling Zones | Residential | Windows Manufactured Home - Existing - Low Income Prime Windows and Patio Doors Double Pane Base Window to 0.22 or better, Patio door to 0.30 or better Any Electric Heat | 10.6732 | 9.8948 | 45 | No Change | 9.55 | 8.9098
LHVEN11920 | Heating Zone 3 | All Cooling Zones | Residential | Windows Manufactured Home - Existing - Low Income Prime Windows and Patio Doors Single Pane Base Window to 0.22 or better, Patio door to 0.30 or better Any Electric Heat | 18.1556 | 21.7669 | 45 | No Change | 16.24 | 19.6001
LHVEN11921 | Heating Zone 3 | All Cooling Zones | Residential | Windows Manufactured Home - Existing - Low Income Prime Windows and Patio Doors Double Pane Base Window to 0.22 or better, Patio door to 0.30 or better Any Electric Heat | 10.6732 | 9.8948 | 45 | No Change | 9.55 | 8.9098
LHVEN12841 | Heating Zone 1 | All Cooling Zones | Residential | Insulation Multifamily - Existing - Low Rise - Low Income Exterior Insulated Door ENERGY STAR Any Electric Heat | 2.87 | 2.969 | 700 | No Change | 2.66 | 2.662
LHVEN12842 | Heating Zone 2 | All Cooling Zones | Residential | Insulation Multifamily - Existing - Low Rise - Low Income Exterior Insulated Door ENERGY STAR Any Electric Heat | 3.81 | 3.9491 | 700 | No Change | 3.54 | 3.5408
LHVEN12843 | Heating Zone 3 | All Cooling Zones | Residential | Insulation Multifamily - Existing - Low Rise - Low Income Exterior Insulated Door ENERGY STAR Any Electric Heat | 4.54 | 4.6975 | 700 | No Change | 4.21 | 4.2118
LHVEN12845 | Heating Zone 1 | All Cooling Zones | Residential | Windows Manufactured Home - Existing - Low Income Low-E Storm Windows Double Pane Metal Any Electric Heat | 6.9404 | 8.4224 | 10 | No Change | 6.21 | 7.579
LHVEN12847 | Heating Zone 1 | All Cooling Zones | Residential | Windows Manufactured Home - Existing - Low Income Low-E Storm Windows Single Pane Metal Any Electric Heat | 14.4172 | 18.3972 | 10 | No Change | 12.9 | 16.5549
LHVEN12849 | Heating Zone 1 | All Cooling Zones | Residential | Windows Manufactured Home - Existing - Low Income Low-E Storm Windows Single Pane Wood Any Electric Heat | 14.4172 | 18.3972 | 10 | No Change | 12.9 | 16.5549
LHVEN12851 | Heating Zone 2 | All Cooling Zones | Residential | Windows Manufactured Home - Existing - Low Income Low-E Storm Windows Double Pane Metal Any Electric Heat | 9.3097 | 10.9425 | 10 | No Change | 8.33 | 9.8533
LHVEN12853 | Heating Zone 2 | All Cooling Zones | Residential | Windows Manufactured Home - Existing - Low Income Low-E Storm Windows Single Pane Metal Any Electric Heat | 16.2892 | 21.4783 | 10 | No Change | 14.58 | 19.3402
LHVEN12855 | Heating Zone 2 | All Cooling Zones | Residential | Windows Manufactured Home - Existing - Low Income Low-E Storm Windows Single Pane Wood Any Electric Heat | 16.2892 | 21.4783 | 10 | No Change | 14.58 | 19.3402
LHVEN12857 | Heating Zone 3 | All Cooling Zones | Residential | Windows Manufactured Home - Existing - Low Income Low-E Storm Windows Double Pane Metal Any Electric Heat | 9.3097 | 10.9425 | 10 | No Change | 8.33 | 9.8533
LHVEN12859 | Heating Zone 3 | All Cooling Zones | Residential | Windows Manufactured Home - Existing - Low Income Low-E Storm Windows Single Pane Metal Any Electric Heat | 16.2892 | 21.4783 | 10 | No Change | 14.58 | 19.3402
LHVEN12861 | Heating Zone 3 | All Cooling Zones | Residential | Windows Manufactured Home - Existing - Low Income Low-E Storm Windows Single Pane Wood Any Electric Heat | 16.2892 | 21.4783 | 10 | No Change | 14.58 | 19.3402
LHVHS13939 | Heating Zone 1 | All Cooling Zones | Residential | Duct Insulation Single Family - Existing - Low Income Duct Insulation Electric Forced Air Furnace or Air Source Heat Pump | 1.5758 | 3.9193 | 2.22 | No Change | 1.41 | 3.5286
LHVHS13941 | Heating Zone 2 | All Cooling Zones | Residential | Duct Insulation Single Family - Existing - Low Income Duct Insulation Electric Forced Air Furnace or Air Source Heat Pump | 1.5311 | 2.7329 | 2.22 | No Change | 1.37 | 2.4617
LHVHS13943 | Heating Zone 3 | All Cooling Zones | Residential | Duct Insulation Single Family - Existing - Low Income Duct Insulation Electric Forced Air Furnace or Air Source Heat Pump | 1.5311 | 2.7329 | 2.22 | No Change | 1.37 | 2.4617
LHVHS14550 | Heating Zone 1 | All Cooling Zones | Residential | Thermostats Single Family - Existing - Low Income Communicating Line Voltage Thermostat baseline:Bi-metal Thermostats | 80 | 80.4347 | 225 | No Change | 72.1187 | 72.1187
LHVHS14555 | Heating Zone 2 | All Cooling Zones | Residential | Thermostats Multifamily - Existing - Low Income Communicating Line Voltage Thermostat baseline:Bi-metal Thermostats | 80 | 79.5222 | 225 | No Change | 71.3005 | 71.3005
LWHWH14414 | Heating Zone 1 | All Cooling Zones | Residential | Heat Pump Water Heaters Any Residential - Low Income Tier 3 50 gallons or greater Conditioned Space | 1613.0055 | 1747.2144 | 3000 | No Change | 1451.0693 | 1571.0201
LWHWH14416 | Heating Zone 1 | All Cooling Zones | Residential | Heat Pump Water Heaters Any Residential - Low Income Tier 4 50 gallons or greater Conditioned Space | 1700.3937 | 1972.6459 | 3000 | No Change | 1530.0484 | 1773.7184
LWHWH14423 | Heating Zone 1 | All Cooling Zones | Residential | Heat Pump Water Heaters Any Residential - Low Income Tier 4 50 gallons or greater Unconditioned Space | 1862.54 | 1971.0057 | 3000 | No Change | 1674.71 | 1772.2436
LWHWH14425 | Heating Zone 2 | All Cooling Zones | Residential | Heat Pump Water Heaters Any Residential - Low Income Tier 3 50 gallons or greater Conditioned Space | 1534.3066 | 1690.4959 | 3000 | No Change | 1380.4962 | 1520.0212
LWHWH14427 | Heating Zone 2 | All Cooling Zones | Residential | Heat Pump Water Heaters Any Residential - Low Income Tier 4 50 gallons or greater Conditioned Space | 1833.3996 | 2063.5078 | 3000 | No Change | 1649.6311 | 1855.4175
LWHWH14432 | Heating Zone 2 | All Cooling Zones | Residential | Heat Pump Water Heaters Any Residential - Low Income Tier 3 50 gallons or greater Unconditioned Space | 1506.6 | 1690.4959 | 3000 | No Change | 1354.67 | 1520.0212
LWHWH14434 | Heating Zone 2 | All Cooling Zones | Residential | Heat Pump Water Heaters Any Residential - Low Income Tier 4 50 gallons or greater Unconditioned Space | 1856.62 | 1953.372 | 3000 | No Change | 1669.39 | 1756.3881
LWHWH14436 | Heating Zone 3 | All Cooling Zones | Residential | Heat Pump Water Heaters Any Residential - Low Income Tier 3 50 gallons or greater Conditioned Space | 1584.9235 | 2063.5078 | 3000 | No Change | 1426.0372 | 1855.4175
LWHWH14438 | Heating Zone 3 | All Cooling Zones | Residential | Heat Pump Water Heaters Any Residential - Low Income Tier 4 50 gallons or greater Conditioned Space | 1920.4759 | 2133.5744 | 3000 | No Change | 1727.8691 | 1918.4184
LWHWH14443 | Heating Zone 3 | All Cooling Zones | Residential | Heat Pump Water Heaters Any Residential - Low Income Tier 3 50 gallons or greater Unconditioned Space | 1466.07 | 1944.9956 | 3000 | No Change | 1318.23 | 1748.8564
LWHWH14445 | Heating Zone 3 | All Cooling Zones | Residential | Heat Pump Water Heaters Any Residential - Low Income Tier 4 50 gallons or greater Unconditioned Space | 1849.3 | 1944.9956 | 3000 | No Change | 1662.81 | 1748.8564
RELPL13121 | All Heating Zones | All Cooling Zones | Residential | Clothes Dryers Any Residential BPA Tier 1 | 191.1261 | 253.0269 | 75 | No Change | 171.53 | 227.0775
RELPL13122 | All Heating Zones | All Cooling Zones | Residential | Clothes Dryers Any Residential BPA Tier 2 | 336.4277 | 396.7557 | 125 | No Change | 301.93 | 356.066
RELPL13123 | All Heating Zones | All Cooling Zones | Residential | Clothes Dryers Any Residential BPA Tier 3 | 517.0907 | 569.2898 | 175 | No Change | 464.06 | 510.9058
RELPL13125 | All Heating Zones | All Cooling Zones | Residential | Clothes Dryers Any Residential BPA Tier 1 Retail (Utility Run) | 191.1261 | 253.0269 | 75 | No Change | 171.53 | 227.0775
RELPL13126 | All Heating Zones | All Cooling Zones | Residential | Clothes Dryers Any Residential BPA Tier 2 Retail (Utility Run) | 336.4277 | 396.7557 | 125 | No Change | 301.93 | 356.066
RELPL13127 | All Heating Zones | All Cooling Zones | Residential | Clothes Dryers Any Residential BPA Tier 3 Retail (Utility Run) | 517.0907 | 569.2898 | 175 | No Change | 464.06 | 510.9058
RHVEN10085 | Heating Zone 1 | All Cooling Zones | Residential | Insulation Manufactured Home - Existing Attic Insulation R0 to R22 Any Electric Heat | 0.44 | 0.75932 | 0.9 | No Change | 0.41 | 0.68328
RHVEN10086 | Heating Zone 1 | All Cooling Zones | Residential | Insulation Manufactured Home - Existing Attic Insulation R0 to R30 Any Electric Heat | 0.74 | 1.0282 | 0.75 | No Change | 0.69 | 0.92522
RHVEN10087 | Heating Zone 1 | All Cooling Zones | Residential | Insulation Manufactured Home - Existing Attic Insulation R11 to R30 Any Electric Heat | 0.51 | 0.3827 | 0.45 | No Change | 0.48 | 0.34437
RHVEN10089 | Heating Zone 1 | All Cooling Zones | Residential | Insulation Manufactured Home - Existing Floor Insulation R11 to R22 Any Electric Heat | 0.37 | 0.89296 | 0.6 | No Change | 0.34 | 0.80354
RHVEN10090 | Heating Zone 2 | All Cooling Zones | Residential | Insulation Manufactured Home - Existing Attic Insulation R0 to R22 Any Electric Heat | 0.86 | 1.0894 | 0.9 | No Change | 0.8 | 0.98092
RHVEN10091 | Heating Zone 2 | All Cooling Zones | Residential | Insulation Manufactured Home - Existing Attic Insulation R0 to R30 Any Electric Heat | 1.16 | 1.4253 | 0.75 | No Change | 1.08 | 1.2834
RHVEN10092 | Heating Zone 2 | All Cooling Zones | Residential | Insulation Manufactured Home - Existing Attic Insulation R11 to R30 Any Electric Heat | 0.4 | 0.53051 | 0.45 | No Change | 0.37 | 0.4777
RHVEN10094 | Heating Zone 2 | All Cooling Zones | Residential | Insulation Manufactured Home - Existing Floor Insulation R11 to R22 Any Electric Heat | 0.41 | 1.0555 | 0.6 | No Change | 0.38 | 0.95043
RHVEN10095 | Heating Zone 3 | All Cooling Zones | Residential | Insulation Manufactured Home - Existing Attic Insulation R0 to R22 Any Electric Heat | 0.86 | 1.0894 | 0.9 | No Change | 0.8 | 0.98092
RHVEN10096 | Heating Zone 3 | All Cooling Zones | Residential | Insulation Manufactured Home - Existing Attic Insulation R0 to R30 Any Electric Heat | 1.16 | 1.4253 | 0.75 | No Change | 1.08 | 1.2834
RHVEN10097 | Heating Zone 3 | All Cooling Zones | Residential | Insulation Manufactured Home - Existing Attic Insulation R11 to R30 Any Electric Heat | 0.4 | 0.53051 | 0.45 | No Change | 0.37 | 0.4777
RHVEN10099 | Heating Zone 3 | All Cooling Zones | Residential | Insulation Manufactured Home - Existing Floor Insulation R11 to R22 Any Electric Heat | 0.41 | 1.0555 | 0.6 | No Change | 0.38 | 0.95043
RHVEN10100 | Heating Zone 1 | All Cooling Zones | Residential | Insulation Multifamily - Existing - Low Rise Attic Insulation R0 to R19 Any Electric Heat | 0.73 | 0.75085 | 0.9 | No Change | 0.67 | 0.67322
RHVEN10101 | Heating Zone 1 | All Cooling Zones | Residential | Insulation Multifamily - Existing - Low Rise Attic Insulation R0 to R38 Any Electric Heat | 0.98 | 1.0094 | 1.2 | No Change | 0.91 | 0.90506
RHVEN10102 | Heating Zone 1 | All Cooling Zones | Residential | Insulation Multifamily - Existing - Low Rise Attic Insulation R19 to R38 Any Electric Heat | 0.18 | 0.25858 | 0.3 | No Change | 0.17 | 0.23184
RHVEN10103 | Heating Zone 1 | All Cooling Zones | Residential | Insulation Multifamily - Existing - Low Rise Attic Insulation R38 to R49 Any Electric Heat | 0.05 | 0.052797 | 0.09 | No Change | 0.05 | 0.047338
RHVEN10104 | Heating Zone 1 | All Cooling Zones | Residential | Insulation Multifamily - Existing - Low Rise Floor Insulation R0 to R19 Any Electric Heat | 1.09 | 1.1311 | 1.11 | No Change | 1.01 | 1.0142
RHVEN10105 | Heating Zone 1 | All Cooling Zones | Residential | Insulation Multifamily - Existing - Low Rise Floor Insulation R0 to R30 Any Electric Heat | 1.46 | 1.5071 | 1.29 | No Change | 1.35 | 1.3513
RHVEN10106 | Heating Zone 1 | All Cooling Zones | Residential | Insulation Multifamily - Existing - Low Rise Floor Insulation R19 to R30 Any Electric Heat | 0.36 | 0.37598 | 0.21 | No Change | 0.34 | 0.33711
RHVEN10107 | Heating Zone 1 | All Cooling Zones | Residential | Insulation Multifamily - Existing - Low Rise Wall Insulation R0 to R11 Any Electric Heat | 2.21 | 2.5877 | 2 | No Change | 2.05 | 2.3154
RHVEN10109 | Heating Zone 2 | All Cooling Zones | Residential | Insulation Multifamily - Existing - Low Rise Attic Insulation R0 to R19 Any Electric Heat | 0.8 | 0.82864 | 1.05 | No Change | 0.74 | 0.74297
RHVEN10110 | Heating Zone 2 | All Cooling Zones | Residential | Insulation Multifamily - Existing - Low Rise Attic Insulation R0 to R38 Any Electric Heat | 1.08 | 1.1156 | 1.35 | No Change | 1 | 1.0003
RHVEN10111 | Heating Zone 2 | All Cooling Zones | Residential | Insulation Multifamily - Existing - Low Rise Attic Insulation R19 to R38 Any Electric Heat | 0.28 | 0.28696 | 0.45 | No Change | 0.26 | 0.25729
RHVEN10112 | Heating Zone 2 | All Cooling Zones | Residential | Insulation Multifamily - Existing - Low Rise Attic Insulation R38 to R49 Any Electric Heat | 0.06 | 0.058712 | 0.12 | No Change | 0.05 | 0.052642
RHVEN10113 | Heating Zone 2 | All Cooling Zones | Residential | Insulation Multifamily - Existing - Low Rise Floor Insulation R0 to R19 Any Electric Heat | 1.4 | 1.7179 | 1.83 | No Change | 1.3 | 1.5402
RHVEN10114 | Heating Zone 2 | All Cooling Zones | Residential | Insulation Multifamily - Existing - Low Rise Floor Insulation R0 to R30 Any Electric Heat | 1.87 | 2.2936 | 2.16 | No Change | 1.74 | 2.0565
RHVEN10115 | Heating Zone 2 | All Cooling Zones | Residential | Insulation Multifamily - Existing - Low Rise Floor Insulation R19 to R30 Any Electric Heat | 0.47 | 0.57573 | 0.33 | No Change | 0.44 | 0.51621
RHVEN10116 | Heating Zone 2 | All Cooling Zones | Residential | Insulation Multifamily - Existing - Low Rise Wall Insulation R0 to R11 Any Electric Heat | 2.93 | 3.6171 | 2 | No Change | 2.72 | 3.2431
RHVEN10118 | Heating Zone 3 | All Cooling Zones | Residential | Insulation Multifamily - Existing - Low Rise Attic Insulation R0 to R19 Any Electric Heat | 0.82 | 0.84491 | 1.2 | No Change | 0.76 | 0.75755
RHVEN10119 | Heating Zone 3 | All Cooling Zones | Residential | Insulation Multifamily - Existing - Low Rise Attic Insulation R0 to R38 Any Electric Heat | 1.1 | 1.1377 | 1.5 | No Change | 1.02 | 1.0201
RHVEN10120 | Heating Zone 3 | All Cooling Zones | Residential | Insulation Multifamily - Existing - Low Rise Attic Insulation R19 to R38 Any Electric Heat | 0.28 | 0.29277 | 0.6 | No Change | 0.26 | 0.1941
RHVEN10122 | Heating Zone 3 | All Cooling Zones | Residential | Insulation Multifamily - Existing - Low Rise Floor Insulation R0 to R19 Any Electric Heat | 1.66 | 1.7599 | 2.16 | No Change | 1.54 | 1.5747
RHVEN10123 | Heating Zone 3 | All Cooling Zones | Residential | Insulation Multifamily - Existing - Low Rise Floor Insulation R0 to R30 Any Electric Heat | 2.22 | 2.3531 | 2.55 | No Change | 2.06 | 2.1055
RHVEN10124 | Heating Zone 3 | All Cooling Zones | Residential | Insulation Multifamily - Existing - Low Rise Floor Insulation R19 to R30 Any Electric Heat | 0.56 | 0.59326 | 0.39 | No Change | 0.52 | 0.53083
RHVEN10125 | Heating Zone 3 | All Cooling Zones | Residential | Insulation Multifamily - Existing - Low Rise Wall Insulation R0 to R11 Any Electric Heat | 3.49 | 4.0716 | 2 | No Change | 3.24 | 3.6432
RHVEN10191 | Heating Zone 1 | All Cooling Zones | Residential | Windows Multifamily - Existing - Low Rise Prime Windows and Patio Doors Single Pane Base Window to 0.30 or better, Patio door to 0.35 or better Any Electric Heat | 26.62 | No Change | 12 | Increasing | 23.87 | No Change
RHVEN10192 | Heating Zone 2 | All Cooling Zones | Residential | Windows Multifamily - Existing - Low Rise Prime Windows and Patio Doors Single Pane Base Window to 0.30 or better, Patio door to 0.35 or better Any Electric Heat | 35.21 | No Change | 12 | Increasing | 31.57 | No Change
RHVEN10193 | Heating Zone 3 | All Cooling Zones | Residential | Windows Multifamily - Existing - Low Rise Prime Windows and Patio Doors Single Pane Base Window to 0.30 or better, Patio door to 0.35 or better Any Electric Heat | 42.36 | No Change | 12 | Increasing | 37.98 | No Change
RHVEN10194 | Heating Zone 1 | All Cooling Zones | Residential | Windows Multifamily - Existing - Low Rise Prime Windows and Patio Doors Double Pane Base Window to 0.30 or better, Patio door to 0.35 or better Any Electric Heat | 14.34 | No Change | 12 | Increasing | 12.86 | No Change
RHVEN10195 | Heating Zone 2 | All Cooling Zones | Residential | Windows Multifamily - Existing - Low Rise Prime Windows and Patio Doors Double Pane Base Window to 0.30 or better, Patio door to 0.35 or better Any Electric Heat | 19.31 | No Change | 12 | Increasing | 17.31 | No Change
RHVEN10196 | Heating Zone 3 | All Cooling Zones | Residential | Windows Multifamily - Existing - Low Rise Prime Windows and Patio Doors Double Pane Base Window to 0.30 or better, Patio door to 0.35 or better Any Electric Heat | 23.66 | No Change | 12 | Increasing | 21.21 | No Change
RHVEN10197 | Heating Zone 1 | All Cooling Zones | Residential | Windows Manufactured Home - Existing Prime Windows and Patio Doors Single Pane Base Window to 0.30 or better, Patio door to 0.35 or better Any Electric Heat | 14.8419 | 19.6849 | 6 | Increasing | 13.28 | 17.7136
RHVEN10198 | Heating Zone 2 | All Cooling Zones | Residential | Windows Manufactured Home - Existing Prime Windows and Patio Doors Single Pane Base Window to 0.30 or better, Patio door to 0.35 or better Any Electric Heat | 16.8927 | 23.4535 | 6 | Increasing | 15.12 | 21.1189
RHVEN10199 | Heating Zone 3 | All Cooling Zones | Residential | Windows Manufactured Home - Existing Prime Windows and Patio Doors Single Pane Base Window to 0.30 or better, Patio door to 0.35 or better Any Electric Heat | 16.8927 | 23.4535 | 6 | Increasing | 15.12 | 21.1189
RHVEN10200 | Heating Zone 1 | All Cooling Zones | Residential | Windows Manufactured Home - Existing Prime Windows and Patio Doors Double Pane Base Window to 0.30 or better, Patio door to 0.35 or better Any Electric Heat | 6.633 | 8.7761 | 6 | Increasing | 5.94 | 7.8973
RHVEN10201 | Heating Zone 2 | All Cooling Zones | Residential | Windows Manufactured Home - Existing Prime Windows and Patio Doors Double Pane Base Window to 0.30 or better, Patio door to 0.35 or better Any Electric Heat | 9.1812 | 11.6558 | 6 | Increasing | 8.21 | 10.4956
RHVEN10202 | Heating Zone 3 | All Cooling Zones | Residential | Windows Manufactured Home - Existing Prime Windows and Patio Doors Double Pane Base Window to 0.30 or better, Patio door to 0.35 or better Any Electric Heat | 9.1812 | 11.6558 | 6 | Increasing | 8.21 | 10.4956
RHVEN11531 | Heating Zone 1 | All Cooling Zones | Residential | Air Sealing Manufactured Home - Existing Whole House Air Sealing Any Electric Heat | 0.26823 | 0.37424 | 0.25 | No Change | 0.24 | 0.33676
RHVEN11532 | Heating Zone 2 | All Cooling Zones | Residential | Air Sealing Manufactured Home - Existing Whole House Air Sealing Any Electric Heat | 0.26264 | 0.36884 | 0.25 | No Change | 0.24 | 0.33212
RHVEN11533 | Heating Zone 3 | All Cooling Zones | Residential | Air Sealing Manufactured Home - Existing Whole House Air Sealing Any Electric Heat | 0.26264 | 0.36884 | 0.25 | No Change | 0.24 | 0.33212
RHVEN11732 | Heating Zone 1 | All Cooling Zones | Residential | Insulation Multifamily - Existing - Low Rise Attic Insulation R0 to R49 Any Electric Heat | 1.03 | 1.0622 | 1.35 | No Change | 0.95 | 0.9524
RHVEN11733 | Heating Zone 2 | All Cooling Zones | Residential | Insulation Multifamily - Existing - Low Rise Attic Insulation R0 to R49 Any Electric Heat | 1.13 | 1.1743 | 1.5 | No Change | 1.05 | 1.0529
RHVEN11734 | Heating Zone 3 | All Cooling Zones | Residential | Insulation Multifamily - Existing - Low Rise Attic Insulation R0 to R49 Any Electric Heat | 1.16 | 1.1976 | 1.65 | No Change | 1.07 | 1.0738
RHVEN11735 | Heating Zone 1 | All Cooling Zones | Residential | Insulation Multifamily - Existing - Low Rise Attic Insulation R19 to R49 Any Electric Heat | 0.3 | 0.31137 | 0.3 | No Change | 0.28 | 0.27918
RHVEN11736 | Heating Zone 2 | All Cooling Zones | Residential | Insulation Multifamily - Existing - Low Rise Attic Insulation R19 to R49 Any Electric Heat | 0.33 | 0.34567 | 0.45 | No Change | 0.31 | 0.30993
RHVEN11737 | Heating Zone 3 | All Cooling Zones | Residential | Insulation Multifamily - Existing - Low Rise Attic Insulation R19 to R49 Any Electric Heat | 0.34 | 0.3527 | 0.6 | No Change | 0.32 | 0.31623
RHVEN11907 | Heating Zone 1 | All Cooling Zones | Residential | Insulation Manufactured Home - Existing Floor Insulation R0 to R22 Any Electric Heat | 0.53 | 0.41246 | 0.9 | No Change | 0.49 | 0.37116
RHVEN11909 | Heating Zone 2 | All Cooling Zones | Residential | Insulation Manufactured Home - Existing Floor Insulation R0 to R22 Any Electric Heat | 0.8 | 0.57022 | 0.9 | No Change | 0.75 | 0.51345
RHVEN11911 | Heating Zone 3 | All Cooling Zones | Residential | Insulation Manufactured Home - Existing Floor Insulation R0 to R22 Any Electric Heat | 0.8 | 0.57022 | 0.9 | No Change | 0.75 | 0.51345
RHVEN11914 | Heating Zone 1 | All Cooling Zones | Residential | Windows Manufactured Home - Existing Prime Windows and Patio Doors Single Pane Base Window to 0.22 or better, Patio door to 0.30 or better Any Electric Heat | 15.9092 | 18.3754 | 8 | Increasing | 14.24 | 16.5353
RHVEN11915 | Heating Zone 1 | All Cooling Zones | Residential | Windows Manufactured Home - Existing Prime Windows and Patio Doors Double Pane Base Window to 0.22 or better, Patio door to 0.30 or better Any Electric Heat | 7.7227 | 7.462 | 8 | Increasing | 6.91 | 6.7148
RHVEN11918 | Heating Zone 2 | All Cooling Zones | Residential | Windows Manufactured Home - Existing Prime Windows and Patio Doors Single Pane Base Window to 0.22 or better, Patio door to 0.30 or better Any Electric Heat | 18.1556 | 21.7669 | 8 | Increasing | 16.24 | 19.6001
RHVEN11919 | Heating Zone 2 | All Cooling Zones | Residential | Windows Manufactured Home - Existing Prime Windows and Patio Doors Double Pane Base Window to 0.22 or better, Patio door to 0.30 or better Any Electric Heat | 10.6732 | 9.8948 | 8 | Increasing | 9.55 | 8.9098
RHVEN11922 | Heating Zone 3 | All Cooling Zones | Residential | Windows Manufactured Home - Existing Prime Windows and Patio Doors Single Pane Base Window to 0.22 or better, Patio door to 0.30 or better Any Electric Heat | 18.1556 | 21.7669 | 8 | Increasing | 16.24 | 19.6001
RHVEN11923 | Heating Zone 3 | All Cooling Zones | Residential | Windows Manufactured Home - Existing Prime Windows and Patio Doors Double Pane Base Window to 0.22 or better, Patio door to 0.30 or better Any Electric Heat | 10.6732 | 9.8948 | 8 | Increasing | 9.55 | 8.9098
RHVEN12410 | Heating Zone 1 | All Cooling Zones | Residential | Windows Single Family - Existing Prime Windows and Patio Doors Single Pane Base Window to 0.30 or better, Patio door to 0.35 or better Any Electric Heat | 4.2914 | No Change | 6 | Increasing | 3.84 | No Change
RHVEN12411 | Heating Zone 1 | All Cooling Zones | Residential | Windows Single Family - Existing Prime Windows and Patio Doors Double Pane Base Window to 0.30 or better, Patio door to 0.35 or better Any Electric Heat | 2.927 | No Change | 6 | Increasing | 2.62 | No Change
RHVEN12412 | Heating Zone 1 | All Cooling Zones | Residential | Windows Single Family - Existing Prime Windows and Patio Doors Single Pane Base Window to 0.22 or better, Patio door to 0.30 or better Any Electric Heat | 4.8095 | No Change | 8 | Increasing | 4.3 | No Change
RHVEN12413 | Heating Zone 1 | All Cooling Zones | Residential | Windows Single Family - Existing Prime Windows and Patio Doors Double Pane Base Window to 0.22 or better, Patio door to 0.30 or better Any Electric Heat | 3.4509 | No Change | 8 | Increasing | 3.09 | No Change
RHVEN12415 | Heating Zone 2 | All Cooling Zones | Residential | Windows Single Family - Existing Prime Windows and Patio Doors Single Pane Base Window to 0.30 or better, Patio door to 0.35 or better Any Electric Heat | 7.2199 | No Change | 6 | Increasing | 6.46 | No Change
RHVEN12416 | Heating Zone 2 | All Cooling Zones | Residential | Windows Single Family - Existing Prime Windows and Patio Doors Double Pane Base Window to 0.30 or better, Patio door to 0.35 or better Any Electric Heat | 4.126 | No Change | 6 | Increasing | 3.69 | No Change
RHVEN12417 | Heating Zone 2 | All Cooling Zones | Residential | Windows Single Family - Existing Prime Windows and Patio Doors Single Pane Base Window to 0.22 or better, Patio door to 0.30 or better Any Electric Heat | 7.9661 | No Change | 8 | Increasing | 7.13 | No Change
RHVEN12418 | Heating Zone 2 | All Cooling Zones | Residential | Windows Single Family - Existing Prime Windows and Patio Doors Double Pane Base Window to 0.22 or better, Patio door to 0.30 or better Any Electric Heat | 4.9445 | No Change | 8 | Increasing | 4.42 | No Change
RHVEN12420 | Heating Zone 3 | All Cooling Zones | Residential | Windows Single Family - Existing Prime Windows and Patio Doors Single Pane Base Window to 0.30 or better, Patio door to 0.35 or better Any Electric Heat | 7.2199 | No Change | 6 | Increasing | 6.46 | No Change
RHVEN12421 | Heating Zone 3 | All Cooling Zones | Residential | Windows Single Family - Existing Prime Windows and Patio Doors Double Pane Base Window to 0.30 or better, Patio door to 0.35 or better Any Electric Heat | 4.126 | No Change | 6 | Increasing | 3.69 | No Change
RHVEN12422 | Heating Zone 3 | All Cooling Zones | Residential | Windows Single Family - Existing Prime Windows and Patio Doors Single Pane Base Window to 0.22 or better, Patio door to 0.30 or better Any Electric Heat | 7.9661 | No Change | 8 | Increasing | 7.13 | No Change
RHVEN12423 | Heating Zone 3 | All Cooling Zones | Residential | Windows Single Family - Existing Prime Windows and Patio Doors Double Pane Base Window to 0.22 or better, Patio door to 0.30 or better Any Electric Heat | 4.9445 | No Change | 8 | Increasing | 4.42 | No Change
RHVEN12826 | Heating Zone 1 | All Cooling Zones | Residential | Windows Multifamily - Existing - Low Rise Prime Windows and Patio Doors Single Pane Base Window to 0.22 or better, Patio door to 0.30 or better Any Electric Heat | 29.55 | No Change | 16 | Increasing | 26.5 | No Change
RHVEN12827 | Heating Zone 1 | All Cooling Zones | Residential | Windows Multifamily - Existing - Low Rise Prime Windows and Patio Doors Double Pane Base Window to 0.22 or better, Patio door to 0.30 or better Any Electric Heat | 17.27 | No Change | 16 | Increasing | 15.48 | No Change
RHVEN12828 | Heating Zone 2 | All Cooling Zones | Residential | Windows Multifamily - Existing - Low Rise Prime Windows and Patio Doors Single Pane Base Window to 0.22 or better, Patio door to 0.30 or better Any Electric Heat | 39.11 | No Change | 16 | Increasing | 35.07 | No Change
RHVEN12829 | Heating Zone 2 | All Cooling Zones | Residential | Windows Multifamily - Existing - Low Rise Prime Windows and Patio Doors Double Pane Base Window to 0.22 or better, Patio door to 0.30 or better Any Electric Heat | 23.22 | No Change | 16 | Increasing | 20.82 | No Change
RHVEN12830 | Heating Zone 3 | All Cooling Zones | Residential | Windows Multifamily - Existing - Low Rise Prime Windows and Patio Doors Single Pane Base Window to 0.22 or better, Patio door to 0.30 or better Any Electric Heat | 47.03 | No Change | 16 | Increasing | 42.16 | No Change
RHVEN12831 | Heating Zone 3 | All Cooling Zones | Residential | Windows Multifamily - Existing - Low Rise Prime Windows and Patio Doors Double Pane Base Window to 0.22 or better, Patio door to 0.30 or better Any Electric Heat | 28.32 | No Change | 16 | Increasing | 25.4 | No Change
RHVEN12838 | Heating Zone 1 | All Cooling Zones | Residential | Insulation Multifamily - Existing - Low Rise Exterior Insulated Door ENERGY STAR Any Electric Heat | 2.87 | 2.969 | 40 | No Change | 2.66 | 2.662
RHVEN12839 | Heating Zone 2 | All Cooling Zones | Residential | Insulation Multifamily - Existing - Low Rise Exterior Insulated Door ENERGY STAR Any Electric Heat | 3.81 | 3.9491 | 40 | No Change | 3.54 | 3.5408
RHVEN12840 | Heating Zone 3 | All Cooling Zones | Residential | Insulation Multifamily - Existing - Low Rise Exterior Insulated Door ENERGY STAR Any Electric Heat | 4.54 | 4.6975 | 40 | No Change | 4.21 | 4.2118
RHVEN12844 | Heating Zone 1 | All Cooling Zones | Residential | Windows Manufactured Home - Existing Low-E Storm Windows Double Pane Metal Any Electric Heat | 6.9404 | 8.4224 | 2 | No Change | 6.21 | 7.579
RHVEN12846 | Heating Zone 1 | All Cooling Zones | Residential | Windows Manufactured Home - Existing Low-E Storm Windows Single Pane Metal Any Electric Heat | 14.4172 | 7.462 | 2 | No Change | 12.9 | 6.7148
RHVEN12848 | Heating Zone 1 | All Cooling Zones | Residential | Windows Manufactured Home - Existing Low-E Storm Windows Single Pane Wood Any Electric Heat | 14.4172 | 18.3972 | 2 | No Change | 12.9 | 16.5549
RHVEN12850 | Heating Zone 2 | All Cooling Zones | Residential | Windows Manufactured Home - Existing Low-E Storm Windows Double Pane Metal Any Electric Heat | 9.3097 | 10.9425 | 2 | No Change | 8.33 | 9.8533
RHVEN12852 | Heating Zone 2 | All Cooling Zones | Residential | Windows Manufactured Home - Existing Low-E Storm Windows Single Pane Metal Any Electric Heat | 16.2892 | 21.4783 | 2 | No Change | 14.58 | 19.3402
RHVEN12854 | Heating Zone 2 | All Cooling Zones | Residential | Windows Manufactured Home - Existing Low-E Storm Windows Single Pane Wood Any Electric Heat | 16.2892 | 21.4783 | 2 | No Change | 14.58 | 19.3402
RHVEN12856 | Heating Zone 3 | All Cooling Zones | Residential | Windows Manufactured Home - Existing Low-E Storm Windows Double Pane Metal Any Electric Heat | 9.3097 | 10.9425 | 2 | No Change | 8.33 | 9.8533
RHVEN12858 | Heating Zone 3 | All Cooling Zones | Residential | Windows Manufactured Home - Existing Low-E Storm Windows Single Pane Metal Any Electric Heat | 16.2892 | 21.4783 | 2 | No Change | 14.58 | 19.3402
RHVEN12860 | Heating Zone 3 | All Cooling Zones | Residential | Windows Manufactured Home - Existing Low-E Storm Windows Single Pane Wood Any Electric Heat | 16.2892 | 21.4783 | 2 | No Change | 14.58 | 19.3402
RHVEN13366 | Heating Zone 1 | All Cooling Zones | Residential | Windows Multifamily - Existing - Mid/High Rise Prime Windows and Patio Doors Single Pane or double pane metal frame base Window to 0.30 or better, Patio door to 0.35 or better Any Electric Heat | 20.2923 | No Change | 6 | Increasing | 18.1569 | No Change
RHVEN13368 | Heating Zone 2 | All Cooling Zones | Residential | Windows Multifamily - Existing - Mid/High Rise Prime Windows and Patio Doors Single Pane or double pane metal frame base Window to 0.30 or better, Patio door to 0.35 or better Any Electric Heat | 26.9232 | No Change | 12 | Increasing | 24.09 | No Change
RHVEN13370 | Heating Zone 3 | All Cooling Zones | Residential | Windows Multifamily - Existing - Mid/High Rise Prime Windows and Patio Doors Single Pane or double pane metal frame base Window to 0.30 or better, Patio door to 0.35 or better Any Electric Heat | 32.2836 | No Change | 12 | Increasing | 28.8863 | No Change
RHVHS13938 | Heating Zone 1 | All Cooling Zones | Residential | Duct Insulation Single Family - Existing Duct Insulation Electric Forced Air Furnace or Air Source Heat Pump | 1.5758 | 3.9193 | 0.6 | No Change | 1.41 | 3.5286
RHVHS13940 | Heating Zone 2 | All Cooling Zones | Residential | Duct Insulation Single Family - Existing Duct Insulation Electric Forced Air Furnace or Air Source Heat Pump | 1.5311 | 2.7329 | 0.6 | No Change | 1.37 | 2.4617
RHVHS13942 | Heating Zone 3 | All Cooling Zones | Residential | Duct Insulation Single Family - Existing Duct Insulation Electric Forced Air Furnace or Air Source Heat Pump | 1.5311 | 2.7329 | 0.6 | No Change | 1.37 | 2.4617
RHVHS14300 | Heating Zone 1 | All Cooling Zones | Residential | Thermostats Single Family - Existing Communicating Line Voltage Thermostat baseline:Bi-metal Thermostats | 80 | 80.4347 | 35 | No Change | 72.1187 | 72.1187
RHVHS14304 | Heating Zone 2 | All Cooling Zones | Residential | Thermostats Multifamily - Existing Communicating Line Voltage Thermostat baseline:Bi-metal Thermostats | 80 | 79.5222 | 35 | No Change | 71.3005 | 71.3005
RHVHS14470 | Heating Zone 1 | All Cooling Zones | Residential | Variable-Speed Heat Pumps Manufactured Home - Existing Heat Pump Upgrade Baseline: Any Electric or Non-Electric Heating System | 649.73 | No Change | 200 | Increasing | 603.75 | No Change
RHVHS14471 | Heating Zone 1 | All Cooling Zones | Residential | Variable-Speed Heat Pumps Single Family - New or Existing Heat Pump Upgrade Baseline: Any Electric or Non-Electric Heating System | 526.59 | No Change | 200 | Increasing | 489.57 | No Change
RHVHS14472 | Heating Zone 1 | All Cooling Zones | Residential | Variable-Speed Heat Pumps Manufactured Home - Existing Conversion of Electric FAF to Heat Pump Baseline: Electric Forced Air Furnace w/ Air Conditioning | 5163.53 | No Change | 1200 | Increasing | 4796.35 | No Change
RHVHS14473 | Heating Zone 1 | All Cooling Zones | Residential | Variable-Speed Heat Pumps Single Family - Existing Conversion of Electric FAF to Heat Pump Baseline: Electric Forced Air Furnace w/ Air Conditioning | 5442.44 | No Change | 1200 | Increasing | 5055.51 | No Change
RHVHS14474 | Heating Zone 1 | All Cooling Zones | Residential | Variable-Speed Heat Pumps Manufactured Home - Existing Conversion of Electric FAF to Heat Pump Baseline: Electric Forced Air Furnace w/o Air Conditioning | 4943.53 | No Change | 1200 | Increasing | 4591.85 | No Change
RHVHS14475 | Heating Zone 1 | All Cooling Zones | Residential | Variable-Speed Heat Pumps Single Family - Existing Conversion of Electric FAF to Heat Pump Baseline: Electric Forced Air Furnace w/o Air Conditioning | 5121.65 | No Change | 1200 | Increasing | 4757.33 | No Change
RHVHS14476 | Heating Zone 2 | All Cooling Zones | Residential | Variable-Speed Heat Pumps Manufactured Home - Existing Heat Pump Upgrade Baseline: Any Electric or Non-Electric Heating System | 653.39 | No Change | 200 | Increasing | 607.62 | No Change
RHVHS14477 | Heating Zone 2 | All Cooling Zones | Residential | Variable-Speed Heat Pumps Single Family - New or Existing Heat Pump Upgrade Baseline: Any Electric or Non-Electric Heating System | 537.35 | No Change | 200 | Increasing | 499.9 | No Change
RHVHS14478 | Heating Zone 2 | All Cooling Zones | Residential | Variable-Speed Heat Pumps Manufactured Home - Existing Conversion of Electric FAF to Heat Pump Baseline: Electric Forced Air Furnace w/ Air Conditioning | 4593.97 | No Change | 1200 | Increasing | 4270.8 | No Change
RHVHS14479 | Heating Zone 2 | All Cooling Zones | Residential | Variable-Speed Heat Pumps Single Family - Existing Conversion of Electric FAF to Heat Pump Baseline: Electric Forced Air Furnace w/ Air Conditioning | 3595.13 | No Change | 1200 | Increasing | 3342.24 | No Change
RHVHS14480 | Heating Zone 2 | All Cooling Zones | Residential | Variable-Speed Heat Pumps Manufactured Home - Existing Conversion of Electric FAF to Heat Pump Baseline: Electric Forced Air Furnace w/o Air Conditioning | 4312.72 | No Change | 1200 | Increasing | 4009.38 | No Change
RHVHS14481 | Heating Zone 2 | All Cooling Zones | Residential | Variable-Speed Heat Pumps Single Family - Existing Conversion of Electric FAF to Heat Pump Baseline: Electric Forced Air Furnace w/o Air Conditioning | 3176.95 | No Change | 1200 | Increasing | 2953.53 | No Change
RHVHS14482 | Heating Zone 3 | All Cooling Zones | Residential | Variable-Speed Heat Pumps Manufactured Home - Existing Heat Pump Upgrade Baseline: Any Electric or Non-Electric Heating System | 653.39 | No Change | 200 | Increasing | 607.62 | No Change
RHVHS14483 | Heating Zone 3 | All Cooling Zones | Residential | Variable-Speed Heat Pumps Single Family - New or Existing Heat Pump Upgrade Baseline: Any Electric or Non-Electric Heating System | 537.35 | No Change | 200 | Increasing | 499.9 | No Change
RHVHS14484 | Heating Zone 3 | All Cooling Zones | Residential | Variable-Speed Heat Pumps Manufactured Home - Existing Conversion of Electric FAF to Heat Pump Baseline: Electric Forced Air Furnace w/ Air Conditioning | 4592.72 | No Change | 1200 | Increasing | 4270.8 | No Change
RHVHS14485 | Heating Zone 3 | All Cooling Zones | Residential | Variable-Speed Heat Pumps Single Family - Existing Conversion of Electric FAF to Heat Pump Baseline: Electric Forced Air Furnace w/ Air Conditioning | 3594.18 | No Change | 1200 | Increasing | 3342.24 | No Change
RHVHS14486 | Heating Zone 3 | All Cooling Zones | Residential | Variable-Speed Heat Pumps Manufactured Home - Existing Conversion of Electric FAF to Heat Pump Baseline: Electric Forced Air Furnace w/o Air Conditioning | 4311.48 | No Change | 1200 | Increasing | 4009.38 | No Change
RHVHS14487 | Heating Zone 3 | All Cooling Zones | Residential | Variable-Speed Heat Pumps Single Family - Existing Conversion of Electric FAF to Heat Pump Baseline: Electric Forced Air Furnace w/o Air Conditioning | 3176 | No Change | 1200 | Increasing | 2953.53 | No Change
RHVHS14488 | Heating Zone 1 | All Cooling Zones | Residential | Air-Source Heat Pumps Single Family - Existing Conversion of Electric FAF to Heat Pump Baseline: Electric Forced Air Furnace w/ Air Conditioning | 5087.2709 | No Change | 1000 | Increasing | 4565.9389 | No Change
RHVHS14489 | Heating Zone 2 | All Cooling Zones | Residential | Air-Source Heat Pumps Single Family - Existing Conversion of Electric FAF to Heat Pump Baseline: Electric Forced Air Furnace w/ Air Conditioning | 3162.6496 | No Change | 1000 | Increasing | 2842.34 | No Change
RHVHS14490 | Heating Zone 3 | All Cooling Zones | Residential | Air-Source Heat Pumps Single Family - Existing Conversion of Electric FAF to Heat Pump Baseline: Electric Forced Air Furnace w/ Air Conditioning | 3161.2333 | No Change | 1000 | Increasing | 2842.3396 | No Change
RHVHS14491 | Heating Zone 1 | All Cooling Zones | Residential | Air-Source Heat Pumps Single Family - Existing Conversion of Electric FAF to Heat Pump Baseline: Electric Forced Air Furnace w/o Air Conditioning | 4755.3511 | No Change | 1000 | Increasing | 4267.7546 | No Change
RHVHS14492 | Heating Zone 2 | All Cooling Zones | Residential | Air-Source Heat Pumps Single Family - Existing Conversion of Electric FAF to Heat Pump Baseline: Electric Forced Air Furnace w/o Air Conditioning | 2729.9643 | No Change | 1000 | Increasing | 2453.63 | No Change
RHVHS14493 | Heating Zone 3 | All Cooling Zones | Residential | Air-Source Heat Pumps Single Family - Existing Conversion of Electric FAF to Heat Pump Baseline: Electric Forced Air Furnace w/o Air Conditioning | 2728.5479 | No Change | 1000 | Increasing | 2453.6312 | No Change
RHVHS14494 | Heating Zone 1 | All Cooling Zones | Residential | Air-Source Heat Pumps Manufactured Home - Existing Conversion of Electric FAF to Heat Pump Baseline: Electric Forced Air Furnace w/ Air Conditioning | 4671.3134 | No Change | 1000 | Increasing | 4192.5979 | No Change
RHVHS14495 | Heating Zone 2 | All Cooling Zones | Residential | Air-Source Heat Pumps Manufactured Home - Existing Conversion of Electric FAF to Heat Pump Baseline: Electric Forced Air Furnace w/ Air Conditioning | 4075.976 | No Change | 1000 | Increasing | 3663.18 | No Change
RHVHS14496 | Heating Zone 3 | All Cooling Zones | Residential | Air-Source Heat Pumps Manufactured Home - Existing Conversion of Electric FAF to Heat Pump Baseline: Electric Forced Air Furnace w/ Air Conditioning | 4074.1353 | No Change | 1000 | Increasing | 3663.1774 | No Change
RHVHS14497 | Heating Zone 1 | All Cooling Zones | Residential | Air-Source Heat Pumps Manufactured Home - Existing Conversion of Electric FAF to Heat Pump Baseline: Electric Forced Air Furnace w/o Air Conditioning | 4443.6822 | No Change | 1000 | Increasing | 3988.1025 | No Change
RHVHS14498 | Heating Zone 2 | All Cooling Zones | Residential | Air-Source Heat Pumps Manufactured Home - Existing Conversion of Electric FAF to Heat Pump Baseline: Electric Forced Air Furnace w/o Air Conditioning | 3784.9733 | No Change | 1000 | Increasing | 3401.75 | No Change
RHVHS14499 | Heating Zone 3 | All Cooling Zones | Residential | Air-Source Heat Pumps Manufactured Home - Existing Conversion of Electric FAF to Heat Pump Baseline: Electric Forced Air Furnace w/o Air Conditioning | 3783.1326 | No Change | 1000 | Increasing | 3401.7514 | No Change
RWBHO13638 | Heating Zone 2 | Cooling Zone 2 | Residential | NEEM Certified Home Manufactured Home - New NEEM 2.0 Any Electric Heat | 5231.36 | 4173.9462 | 1400 | No Change | 4681.81 | 3735.6742
RWBHO13641 | Heating Zone 3 | Cooling Zone 2 | Residential | NEEM Certified Home Manufactured Home - New NEEM 2.0 Any Electric Heat | 4173.95 | 5231.3587 | 1400 | No Change | 3735.67 | 4681.8108
RWHWH13682 | Heating Zone 1 | All Cooling Zones | Residential | Heat Pump Water Heaters Any Residential Split System Any Tank Size Retail (BPA Program) | 1912.85 | No Change | 1100 | Increasing | 1719.95 | No Change
RWHWH13683 | Heating Zone 2 | All Cooling Zones | Residential | Heat Pump Water Heaters Any Residential Split System Any Tank Size Retail (BPA Program) | 1977.1 | No Change | 1100 | Increasing | 1777.72 | No Change
RWHWH13684 | Heating Zone 3 | All Cooling Zones | Residential | Heat Pump Water Heaters Any Residential Split System Any Tank Size Retail (BPA Program) | 2011.64 | No Change | 1100 | Increasing | 1808.78 | No Change
RWHWH14270 | Heating Zone 1 | All Cooling Zones | Residential | Heat Pump Water Heaters Any Residential 40 Gallon Tank Size Retail (BPA Program) | 1237.69 | No Change | 700 | Increasing | 1152.56 | No Change
RWHWH14271 | Heating Zone 2 | All Cooling Zones | Residential | Heat Pump Water Heaters Any Residential 40 Gallon Tank Size Retail (BPA Program) | 1200.22 | No Change | 700 | Increasing | 1117.67 | No Change
RWHWH14272 | Heating Zone 3 | All Cooling Zones | Residential | Heat Pump Water Heaters Any Residential 40 Gallon Tank Size Retail (BPA Program) | 1054.27 | No Change | 700 | Increasing | 981.75 | No Change
RWHWH14288 | Heating Zone 1 | All Cooling Zones | Residential | Heat Pump Water Heaters Any Residential Tier 4 50 gallons or greater Retail (BPA Program) | 1625 | 1768.5914 | 900 | Increasing | 1512.24 | 1591.5222
RWHWH14289 | Heating Zone 2 | All Cooling Zones | Residential | Heat Pump Water Heaters Any Residential Tier 4 50 gallons or greater Retail (BPA Program) | 1684.28 | 1820.0234 | 900 | Increasing | 1567.59 | 1638.097
RWHWH14290 | Heating Zone 3 | All Cooling Zones | Residential | Heat Pump Water Heaters Any Residential Tier 4 50 gallons or greater Retail (BPA Program) | 1776.3 | 1922.2117 | 900 | Increasing | 1653.19 | 1729.9939
RWHWH14401 | Heating Zone 1 | All Cooling Zones | Residential | Heat Pump Water Heaters Any Residential Tier 3 50 gallons or greater Retail (BPA Program) | 1511.7 | 1589.5814 | 800 | Increasing | 1360.37 | 1430.45
RWHWH14402 | Heating Zone 2 | All Cooling Zones | Residential | Heat Pump Water Heaters Any Residential Tier 3 50 gallons or greater Retail (BPA Program) | 1470.72 | 1541.591 | 800 | Increasing | 1323.67 | 1387.4459
RWHWH14403 | Heating Zone 3 | All Cooling Zones | Residential | Heat Pump Water Heaters Any Residential Tier 3 50 gallons or greater Retail (BPA Program) | 1548.09 | 1618.7781 | 800 | Increasing | 1393.27 | 1456.8808
RWHWH14410 | Heating Zone 1 | All Cooling Zones | Residential | Heat Pump Water Heaters Any Residential Tier 3 50 gallons or greater Retail (Utility Run) | 1511.7 | 1589.5814 | 800 | Increasing | 1360.37 | 1430.45
RWHWH14411 | Heating Zone 2 | All Cooling Zones | Residential | Heat Pump Water Heaters Any Residential Tier 3 50 gallons or greater Retail (Utility Run) | 1470.72 | 1541.591 | 800 | Increasing | 1323.67 | 1387.4459
RWHWH14412 | Heating Zone 3 | All Cooling Zones | Residential | Heat Pump Water Heaters Any Residential Tier 3 50 gallons or greater Retail (Utility Run) | 1548.09 | 1618.7781 | 800 | Increasing | 1393.27 | 1456.8808
RWHWH14413 | Heating Zone 1 | All Cooling Zones | Residential | Heat Pump Water Heaters Any Residential Tier 3 50 gallons or greater Conditioned Space | 1613.0055 | 1747.2144 | 800 | Increasing | 1451.0693 | 1571.0201
RWHWH14415 | Heating Zone 1 | All Cooling Zones | Residential | Heat Pump Water Heaters Any Residential Tier 4 50 gallons or greater Conditioned Space | 1700.3937 | 1972.6459 | 900 | Increasing | 1530.0484 | 1773.7184
RWHWH14419 | Heating Zone 1 | All Cooling Zones | Residential | Heat Pump Water Heaters Any Residential Tier 4 50 gallons or greater Retail (Utility Run) | 1625 | 1768.5914 | 900 | Increasing | 1512.24 | 1591.5222
RWHWH14420 | Heating Zone 1 | All Cooling Zones | Residential | Heat Pump Water Heaters Any Residential Tier 3 50 gallons or greater Unconditioned Space | 1661.31 | 1743.668 | 800 | Increasing | 1493.78 | 1568.469
RWHWH14422 | Heating Zone 1 | All Cooling Zones | Residential | Heat Pump Water Heaters Any Residential Tier 4 50 gallons or greater Unconditioned Space | 1862.54 | 1971.0057 | 900 | Increasing | 1674.71 | 1772.2436
RWHWH14424 | Heating Zone 2 | All Cooling Zones | Residential | Heat Pump Water Heaters Any Residential Tier 3 50 gallons or greater Conditioned Space | 1534.3066 | 1690.4959 | 800 | Increasing | 1380.4962 | 1520.0212
RWHWH14426 | Heating Zone 2 | All Cooling Zones | Residential | Heat Pump Water Heaters Any Residential Tier 4 50 gallons or greater Conditioned Space | 1833.3996 | 2063.5078 | 900 | Increasing | 1649.6311 | 1855.4175
RWHWH14430 | Heating Zone 2 | All Cooling Zones | Residential | Heat Pump Water Heaters Any Residential Tier 4 50 gallons or greater Retail (Utility Run) | 1684.28 | 1820.0234 | 900 | Increasing | 1567.59 | 1638.097
RWHWH14431 | Heating Zone 2 | All Cooling Zones | Residential | Heat Pump Water Heaters Any Residential Tier 3 50 gallons or greater Unconditioned Space | 1506.6 | 1690.4959 | 800 | Increasing | 1354.67 | 1520.0212
RWHWH14433 | Heating Zone 2 | All Cooling Zones | Residential | Heat Pump Water Heaters Any Residential Tier 4 50 gallons or greater Unconditioned Space | 1856.62 | 1953.372 | 900 | Increasing | 1669.39 | 1756.3881
RWHWH14435 | Heating Zone 3 | All Cooling Zones | Residential | Heat Pump Water Heaters Any Residential Tier 3 50 gallons or greater Conditioned Space | 1584.9235 | 2063.5078 | 800 | Increasing | 1426.0372 | 1855.4175
RWHWH14437 | Heating Zone 3 | All Cooling Zones | Residential | Heat Pump Water Heaters Any Residential Tier 4 50 gallons or greater Conditioned Space | 1920.4759 | 2133.5744 | 900 | Increasing | 1727.8691 | 1918.4184
RWHWH14441 | Heating Zone 3 | All Cooling Zones | Residential | Heat Pump Water Heaters Any Residential Tier 4 50 gallons or greater Retail (Utility Run) | 1776.3 | 1922.2117 | 900 | Increasing | 1653.19 | 1729.9939
RWHWH14442 | Heating Zone 3 | All Cooling Zones | Residential | Heat Pump Water Heaters Any Residential Tier 3 50 gallons or greater Unconditioned Space | 1466.07 | 1944.9956 | 800 | Increasing | 1318.23 | 1748.8564
RWHWH14444 | Heating Zone 3 | All Cooling Zones | Residential | Heat Pump Water Heaters Any Residential Tier 4 50 gallons or greater Unconditioned Space | 1849.3 | 1944.9956 | 900 | Increasing | 1662.81 | 1748.8564
RWHWH14446 | Heating Zone 1 | All Cooling Zones | Residential | Heat Pump Water Heaters Any Residential Split System Any Tank Size Retail (Utility Run) | 1912.85 | No Change | 1100 | Increasing | 1719.95 | No Change
RWHWH14447 | Heating Zone 1 | All Cooling Zones | Residential | Heat Pump Water Heaters Any Residential Split System Any Tank Size | 1912.85 | No Change | 1100 | Increasing | 1778.6 | No Change
RWHWH14448 | Heating Zone 1 | All Cooling Zones | Residential | Heat Pump Water Heaters Any Residential 40 Gallon Tank Size Conditioned Space | 1047.3699 | No Change | 700 | Increasing | 941.75 | No Change
RWHWH14451 | Heating Zone 1 | All Cooling Zones | Residential | Heat Pump Water Heaters Any Residential 40 Gallon Tank Size Retail (Utility Run) | 1237.69 | No Change | 700 | Increasing | 1152.56 | No Change
RWHWH14452 | Heating Zone 1 | All Cooling Zones | Residential | Heat Pump Water Heaters Any Residential 40 Gallon Tank Size Unconditioned Space | 1593.437 | No Change | 700 | Increasing | 1432.75 | No Change
RWHWH14454 | Heating Zone 2 | All Cooling Zones | Residential | Heat Pump Water Heaters Any Residential Split System Any Tank Size Retail (Utility Run) | 1977.1 | No Change | 1100 | Increasing | 1777.72 | No Change
RWHWH14455 | Heating Zone 2 | All Cooling Zones | Residential | Heat Pump Water Heaters Any Residential Split System Any Tank Size | 1977.1 | No Change | 1100 | Increasing | 1830.52 | No Change
RWHWH14456 | Heating Zone 2 | All Cooling Zones | Residential | Heat Pump Water Heaters Any Residential 40 Gallon Tank Size Conditioned Space | 1039.0288 | No Change | 700 | Increasing | 934.25 | No Change
RWHWH14459 | Heating Zone 2 | All Cooling Zones | Residential | Heat Pump Water Heaters Any Residential 40 Gallon Tank Size Retail (Utility Run) | 1200.22 | No Change | 700 | Increasing | 1117.67 | No Change
RWHWH14460 | Heating Zone 2 | All Cooling Zones | Residential | Heat Pump Water Heaters Any Residential 40 Gallon Tank Size Unconditioned Space | 1660.1661 | No Change | 700 | Increasing | 1492.75 | No Change
RWHWH14462 | Heating Zone 3 | All Cooling Zones | Residential | Heat Pump Water Heaters Any Residential 40 Gallon Tank Size Conditioned Space | 1014.5614 | No Change | 700 | Increasing | 912.25 | No Change
RWHWH14464 | Heating Zone 3 | All Cooling Zones | Residential | Heat Pump Water Heaters Any Residential Split System Any Tank Size Retail (Utility Run) | 2011.64 | No Change | 1100 | Increasing | 1808.78 | No Change
RWHWH14466 | Heating Zone 3 | All Cooling Zones | Residential | Heat Pump Water Heaters Any Residential 40 Gallon Tank Size Retail (Utility Run) | 1054.27 | No Change | 700 | Increasing | 981.75 | No Change
RWHWH14467 | Heating Zone 3 | All Cooling Zones | Residential | Heat Pump Water Heaters Any Residential 40 Gallon Tank Size Unconditioned Space | 1666.0049 | No Change | 700 | Increasing | 1498 | No Change
RWHWH14469 | Heating Zone 3 | All Cooling Zones | Residential | Heat Pump Water Heaters Any Residential Split System Any Tank Size | 2011.64 | No Change | 1100 | Increasing | 1877.27 | No Change
RWHWU12310 | All Heating Zones | All Cooling Zones | Residential | Clothes Washers Any Residential Front Load ENERGY STAR Washer Electric Water Heater/Electric Dryer | 191 | No Change | 35 | Increasing | 171.2927 | No Change
RWHWU12311 | All Heating Zones | All Cooling Zones | Residential | Clothes Washers Any Residential Front Load ENERGY STAR Washer Electric Water Heater/Gas Dryer | 121 | No Change | 35 | Increasing | 108.4482 | No Change
RWHWU12312 | All Heating Zones | All Cooling Zones | Residential | Clothes Washers Any Residential Front Load ENERGY STAR Washer Gas Water Heater/Electric Dryer | 66 | No Change | 35 | Increasing | 59.5237 | No Change
RWHWU12313 | All Heating Zones | All Cooling Zones | Residential | Clothes Washers Any Residential Front Load ENERGY STAR Washer Any Water Heater/Any Dryer | 133 | No Change | 35 | Increasing | 119.9889 | No Change
RWHWU12326 | All Heating Zones | All Cooling Zones | Residential | Clothes Washers Any Residential Front Load ENERGY STAR Washer Any Water Heater/Any Dryer Retail (Utility Run) | 133 | No Change | 35 | Increasing | 119.9889 | No Change
RWHWU13622 | All Heating Zones | All Cooling Zones | Residential | Clothes Washers Multi-Family Common Areas ENERGY STAR Electric Water Heater/Electric Dryer | 1299 | No Change | 100 | Increasing | 1167.8368 | No Change
RWHWU13623 | All Heating Zones | All Cooling Zones | Residential | Clothes Washers Multi-Family Common Areas ENERGY STAR Electric Water Heater/Gas Dryer | 476 | No Change | 50 | Increasing | 427.5562 | No Change
RWHWU13624 | All Heating Zones | All Cooling Zones | Residential | Clothes Washers Multi-Family Common Areas ENERGY STAR Gas Water Heater/Electric Dryer | 895 | No Change | 50 | Increasing | 804.3711 | No Change
RWHWU13625 | All Heating Zones | All Cooling Zones | Residential | Clothes Washers Multi-Family Common Areas ENERGY STAR Gas Water Heater/Gas Dryer | 71 | No Change | 25 | Increasing | 64.0905 | No Change
RWHWU14358 | All Heating Zones | All Cooling Zones | Residential | Clothes Washers Any Residential Top Load ENERGY STAR Washer Electric Water Heater/Electric Dryer | 54.3028 | No Change | 30 | Increasing | 48.82 | No Change
RWHWU14359 | All Heating Zones | All Cooling Zones | Residential | Clothes Washers Any Residential Top Load ENERGY STAR Washer Gas Water Heater/Electric Dryer | 41.4334 | No Change | 30 | Increasing | 37.25 | No Change
RWHWU14360 | All Heating Zones | All Cooling Zones | Residential | Clothes Washers Any Residential Top Load ENERGY STAR Washer Electric Water Heater/Gas Dryer | 22.691 | No Change | 30 | Increasing | 20.4 | No Change
RWHWU14361 | All Heating Zones | All Cooling Zones | Residential | Clothes Washers Any Residential Top Load ENERGY STAR Washer Any Water Heater/Any Dryer | 46.8503 | No Change | 30 | Increasing | 42.12 | No Change
RWHWU14362 | All Heating Zones | All Cooling Zones | Residential | Clothes Washers Any Residential Top Load ENERGY STAR Washer Any Water Heater/Any Dryer Retail (Utility Run) | 46.8503 | No Change | 30 | Increasing | 42.12 | No Change

## Deactivated UES Measures
EEC Reference Number | Heating Zone | Cooling Zone | Sector | Measure Name
LHVEN14579 | All Heating Zones | All Cooling Zones | Residential | Door Sweeps Any Residential - Low Income Any Electric Heat By Request
LHVHS13715 | Heating Zone 1 | All Cooling Zones | Residential | Thermostats Any Residential - Low Income Advanced Smart Thermostat Heat Pump
LHVHS13716 | Heating Zone 1 | All Cooling Zones | Residential | Thermostats Any Residential - Low Income Advanced Smart Thermostat Forced Air Furnace
LHVHS13719 | Heating Zone 2 | All Cooling Zones | Residential | Thermostats Any Residential - Low Income Advanced Smart Thermostat Heat Pump
LHVHS13720 | Heating Zone 2 | All Cooling Zones | Residential | Thermostats Any Residential - Low Income Advanced Smart Thermostat Forced Air Furnace
LHVHS13723 | Heating Zone 3 | All Cooling Zones | Residential | Thermostats Any Residential - Low Income Advanced Smart Thermostat Heat Pump
LHVHS13724 | Heating Zone 3 | All Cooling Zones | Residential | Thermostats Any Residential - Low Income Advanced Smart Thermostat Forced Air Furnace
RELPL14370 | All Heating Zones | All Cooling Zones | Residential | Efficient EV Chargers Level 2 Networked to Level 2 ENERGY STAR Networked BEV & PHEV By Request
RHVEN14506 | All Heating Zones | All Cooling Zones | Residential | Door Sweeps Any Residential Any Electric Heat By Request
RHVHS14252 | Heating Zone 1 | All Cooling Zones | Residential | Thermostats Any Residential Advanced Smart Thermostat Forced Air Furnace By Request
RHVHS14252 | Heating Zone 1 | All Cooling Zones | Residential | Thermostats Any Residential Advanced Smart Thermostat Forced Air Furnace By Request
RHVHS14253 | Heating Zone 1 | All Cooling Zones | Residential | Thermostats Any Residential Advanced Smart Thermostat Heat Pump By Request
RHVHS14253 | Heating Zone 1 | All Cooling Zones | Residential | Thermostats Any Residential Advanced Smart Thermostat Heat Pump By Request
RHVHS14254 | Heating Zone 2 | All Cooling Zones | Residential | Thermostats Any Residential Advanced Smart Thermostat Forced Air Furnace By Request
RHVHS14254 | Heating Zone 2 | All Cooling Zones | Residential | Thermostats Any Residential Advanced Smart Thermostat Forced Air Furnace By Request
RHVHS14255 | Heating Zone 2 | All Cooling Zones | Residential | Thermostats Any Residential Advanced Smart Thermostat Heat Pump By Request
RHVHS14255 | Heating Zone 2 | All Cooling Zones | Residential | Thermostats Any Residential Advanced Smart Thermostat Heat Pump By Request
RHVHS14256 | Heating Zone 3 | All Cooling Zones | Residential | Thermostats Any Residential Advanced Smart Thermostat Forced Air Furnace By Request
RHVHS14256 | Heating Zone 3 | All Cooling Zones | Residential | Thermostats Any Residential Advanced Smart Thermostat Forced Air Furnace By Request
RHVHS14257 | Heating Zone 3 | All Cooling Zones | Residential | Thermostats Any Residential Advanced Smart Thermostat Heat Pump By Request
RHVHS14257 | Heating Zone 3 | All Cooling Zones | Residential | Thermostats Any Residential Advanced Smart Thermostat Heat Pump By Request
RWHWU13203 | All Heating Zones | All Cooling Zones | Residential | Thermostatic Shut-off Valves Any Residential Valve Only Any Water Heater By Request
RWHWU13210 | All Heating Zones | All Cooling Zones | Residential | Thermostatic Shut-off Valves Any Residential Valve Only Electric Water Heater By Request

## Residential DHP
RTF measure updates collapsed the measures down through having a weighted average across cooling zones rather than individual savings and payments for individual cooling zones. Furthermore, the RTF now structures DHP measures in consideration of screened/unscreened as well as by tax credit eligibility. New reference numbers will be issued for the updated structure of measures.
UES Reference Number | Heating Zone | Cooling Zone | Measure Name | Annual Savings @ Site (kwh/yr) | Payment ($/unit) | UES Reference Number | Heating Zone | Cooling Zone | Measure Name | Annual Savings @ Site (kwh/yr) | Payment ($/unit)
LHVHS13006 | Heating Zone 1 | Cooling Zone 1 | Ductless Heat Pumps Single Family - Existing - Low Income Single or Multiple Head Ductless or Ducted Mini-Split or Combo Electric Zonal | 1945.19 | 6000 | LIEE TBD | Heating Zone 1 | Any Cooling Zone | Ductless Heat Pumps Single Family - Existing - Low Income Single or Multiple Head Ductless or Ducted Mini-Split or Combo Electric Zonal | 1634.2144 | No Change
LHVHS13009 | Heating Zone 1 | Cooling Zone 3 | Ductless Heat Pumps Single Family - Existing - Low Income Single or Multiple Head Ductless or Ducted Mini-Split or Combo Electric Zonal | 1709.77 | 6000 | Standard TBD | Heating Zone 1 | Any Cooling Zone | Ductless Heat Pumps Single Family - Existing - Low Income Single or Multiple Head Ductless or Ducted Mini-Split or Combo Electric Zonal | 1634.2144 | Increasing
LHVHS13012 | Heating Zone 1 | Cooling Zone 2 | Ductless Heat Pumps Single Family - Existing - Low Income Single or Multiple Head Ductless or Ducted Mini-Split or Combo Electric Zonal | 1684.54 | 6000
RHVHS12998 | Heating Zone 1 | Cooling Zone 1 | Ductless Heat Pumps Single Family - Existing Single or Multiple Head Ductless or Ducted Mini-Split or Combo Electric Zonal | 1945.19 | 800
RHVHS13001 | Heating Zone 1 | Cooling Zone 3 | Ductless Heat Pumps Single Family - Existing Single or Multiple Head Ductless or Ducted Mini-Split or Combo Electric Zonal | 1709.77 | 800
RHVHS13004 | Heating Zone 1 | Cooling Zone 2 | Ductless Heat Pumps Single Family - Existing Single or Multiple Head Ductless or Ducted Mini-Split or Combo Electric Zonal | 1684.54 | 800
LHVHS13007 | Heating Zone 2 | Cooling Zone 1 | Ductless Heat Pumps Single Family - Existing - Low Income Single or Multiple Head Ductless or Ducted Mini-Split or Combo Electric Zonal | 1143.14 | 6000 | LIEE TBD | Heating Zone 2 | Any Cooling Zone | Ductless Heat Pumps Single Family - Existing - Low Income Single or Multiple Head Ductless or Ducted Mini-Split or Combo Electric Zonal | 995.6106 | No Change
LHVHS13010 | Heating Zone 2 | Cooling Zone 3 | Ductless Heat Pumps Single Family - Existing - Low Income Single or Multiple Head Ductless or Ducted Mini-Split or Combo Electric Zonal | 907.72 | 6000 | Standard TBD | Heating Zone 2 | Any Cooling Zone | Ductless Heat Pumps Single Family - Existing - Low Income Single or Multiple Head Ductless or Ducted Mini-Split or Combo Electric Zonal | 995.6106 | Increasing
LHVHS13011 | Heating Zone 2 | Cooling Zone 2 | Ductless Heat Pumps Single Family - Existing - Low Income Single or Multiple Head Ductless or Ducted Mini-Split or Combo Electric Zonal | 882.48 | 6000
RHVHS12999 | Heating Zone 2 | Cooling Zone 1 | Ductless Heat Pumps Single Family - Existing Single or Multiple Head Ductless or Ducted Mini-Split or Combo Electric Zonal | 1143.14 | 800
RHVHS13002 | Heating Zone 2 | Cooling Zone 3 | Ductless Heat Pumps Single Family - Existing Single or Multiple Head Ductless or Ducted Mini-Split or Combo Electric Zonal | 907.72 | 800
RHVHS13003 | Heating Zone 2 | Cooling Zone 2 | Ductless Heat Pumps Single Family - Existing Single or Multiple Head Ductless or Ducted Mini-Split or Combo Electric Zonal | 882.48 | 800
LHVHS13008 | Heating Zone 3 | Cooling Zone 3 | Ductless Heat Pumps Single Family - Existing - Low Income Single or Multiple Head Ductless or Ducted Mini-Split or Combo Electric Zonal | 1117.08 | 6000 | LIEE TBD | Heating Zone 3 | Any Cooling Zone | Ductless Heat Pumps Single Family - Existing - Low Income Single or Multiple Head Ductless or Ducted Mini-Split or Combo Electric Zonal | 970.0019 | No Change
LHVHS13013 | Heating Zone 3 | Cooling Zone 2 | Ductless Heat Pumps Single Family - Existing - Low Income Single or Multiple Head Ductless or Ducted Mini-Split or Combo Electric Zonal | 881.66 | 6000 | Standard TBD | Heating Zone 3 | Any Cooling Zone | Ductless Heat Pumps Single Family - Existing - Low Income Single or Multiple Head Ductless or Ducted Mini-Split or Combo Electric Zonal | 970.0019 | Increasing
LHVHS13014 | Heating Zone 3 | Cooling Zone 1 | Ductless Heat Pumps Single Family - Existing - Low Income Single or Multiple Head Ductless or Ducted Mini-Split or Combo Electric Zonal | 856.42 | 6000
RHVHS12997 | Heating Zone 3 | Cooling Zone 1 | Ductless Heat Pumps Single Family - Existing Single or Multiple Head Ductless or Ducted Mini-Split or Combo Electric Zonal | 1117.08 | 800
RHVHS13000 | Heating Zone 3 | Cooling Zone 3 | Ductless Heat Pumps Single Family - Existing Single or Multiple Head Ductless or Ducted Mini-Split or Combo Electric Zonal | 881.66 | 800
RHVHS13005 | Heating Zone 3 | Cooling Zone 2 | Ductless Heat Pumps Single Family - Existing Single or Multiple Head Ductless or Ducted Mini-Split or Combo Electric Zonal | 856.42 | 800
LHVHS14578 | Heating Zone 1 | Cooling Zone 1 | Ductless Heat Pumps Multifamily - Existing - Low Income Single or Multiple Head Ductless or Ducted Mini-Split or Combo Electric Zonal | 1448 | 6000 | LIEE TBD | Heating Zone 1 | Any Cooling Zone | Ductless Heat Pumps Multifamily - Existing Single or Multiple Head Ductless or Ducted Mini-Split or Combo Electric Zonal | 1200 | No Change
LHVHS14580 | Heating Zone 1 | Cooling Zone 2 | Ductless Heat Pumps Multifamily - Existing - Low Income Single or Multiple Head Ductless or Ducted Mini-Split or Combo Electric Zonal | 1448 | 6000 | Standard TBD | Heating Zone 1 | Any Cooling Zone | Ductless Heat Pumps Multifamily - Existing Single or Multiple Head Ductless or Ducted Mini-Split or Combo Electric Zonal | 1200 | Increasing
LHVHS14582 | Heating Zone 1 | Cooling Zone 3 | Ductless Heat Pumps Multifamily - Existing - Low Income Single or Multiple Head Ductless or Ducted Mini-Split or Combo Electric Zonal | 1448 | 6000
RHVHS14579 | Heating Zone 1 | Cooling Zone 1 | Ductless Heat Pumps Multifamily - Existing Single or Multiple Head Ductless or Ducted Mini-Split or Combo Electric Zonal | 1448 | 800
RHVHS14581 | Heating Zone 1 | Cooling Zone 2 | Ductless Heat Pumps Multifamily - Existing Single or Multiple Head Ductless or Ducted Mini-Split or Combo Electric Zonal | 1448 | 800
RHVHS14583 | Heating Zone 1 | Cooling Zone 3 | Ductless Heat Pumps Multifamily - Existing Single or Multiple Head Ductless or Ducted Mini-Split or Combo Electric Zonal | 1448 | 800
LHVHS14584 | Heating Zone 2 | Cooling Zone 1 | Ductless Heat Pumps Multifamily - Existing - Low Income Single or Multiple Head Ductless or Ducted Mini-Split or Combo Electric Zonal | 1448 | 6000 | LIEE TBD | Heating Zone 2 | Any Cooling Zone | Ductless Heat Pumps Multifamily - Existing Single or Multiple Head Ductless or Ducted Mini-Split or Combo Electric Zonal | 1200 | No Change
LHVHS14586 | Heating Zone 2 | Cooling Zone 2 | Ductless Heat Pumps Multifamily - Existing - Low Income Single or Multiple Head Ductless or Ducted Mini-Split or Combo Electric Zonal | 1448 | 6000 | Standard TBD | Heating Zone 2 | Any Cooling Zone | Ductless Heat Pumps Multifamily - Existing Single or Multiple Head Ductless or Ducted Mini-Split or Combo Electric Zonal | 1200 | Increasing
LHVHS14588 | Heating Zone 2 | Cooling Zone 3 | Ductless Heat Pumps Multifamily - Existing - Low Income Single or Multiple Head Ductless or Ducted Mini-Split or Combo Electric Zonal | 1448 | 6000
RHVHS14585 | Heating Zone 2 | Cooling Zone 1 | Ductless Heat Pumps Multifamily - Existing Single or Multiple Head Ductless or Ducted Mini-Split or Combo Electric Zonal | 1448 | 800
RHVHS14587 | Heating Zone 2 | Cooling Zone 2 | Ductless Heat Pumps Multifamily - Existing Single or Multiple Head Ductless or Ducted Mini-Split or Combo Electric Zonal | 1448 | 800
RHVHS14589 | Heating Zone 2 | Cooling Zone 3 | Ductless Heat Pumps Multifamily - Existing Single or Multiple Head Ductless or Ducted Mini-Split or Combo Electric Zonal | 1448 | 800
LHVHS14590 | Heating Zone 3 | Cooling Zone 1 | Ductless Heat Pumps Multifamily - Existing - Low Income Single or Multiple Head Ductless or Ducted Mini-Split or Combo Electric Zonal | 1448 | 6000 | LIEE TBD | Heating Zone 3 | Any Cooling Zone | Ductless Heat Pumps Multifamily - Existing Single or Multiple Head Ductless or Ducted Mini-Split or Combo Electric Zonal | 1200 | No Change
LHVHS14592 | Heating Zone 3 | Cooling Zone 2 | Ductless Heat Pumps Multifamily - Existing - Low Income Single or Multiple Head Ductless or Ducted Mini-Split or Combo Electric Zonal | 1448 | 6000 | Standard TBD | Heating Zone 3 | Any Cooling Zone | Ductless Heat Pumps Multifamily - Existing Single or Multiple Head Ductless or Ducted Mini-Split or Combo Electric Zonal | 1200 | Increasing
LHVHS14594 | Heating Zone 3 | Cooling Zone 3 | Ductless Heat Pumps Multifamily - Existing - Low Income Single or Multiple Head Ductless or Ducted Mini-Split or Combo Electric Zonal | 1448 | 6000
RHVHS14591 | Heating Zone 3 | Cooling Zone 1 | Ductless Heat Pumps Multifamily - Existing Single or Multiple Head Ductless or Ducted Mini-Split or Combo Electric Zonal | 1448 | 800
RHVHS14593 | Heating Zone 3 | Cooling Zone 2 | Ductless Heat Pumps Multifamily - Existing Single or Multiple Head Ductless or Ducted Mini-Split or Combo Electric Zonal | 1448 | 800
RHVHS14595 | Heating Zone 3 | Cooling Zone 3 | Ductless Heat Pumps Multifamily - Existing Single or Multiple Head Ductless or Ducted Mini-Split or Combo Electric Zonal | 1448 | 800
LHVHS13006 | Heating Zone 1 | Cooling Zone 1 | Ductless Heat Pumps Manufactured Home - Existing - Low Income Single or Multiple Head Ductless or Ducted Mini-Split or Combo Electric Zonal | 1684.54 | 6000 | LIEE TBD | Heating Zone 1 | Any Cooling Zone | Ductless Heat Pumps Manufactured Home - Existing - Low Income Single or Multiple Head Ductless or Ducted Mini-Split or Combo Electric Zonal | 1634.2144 | No Change
LHVHS13009 | Heating Zone 1 | Cooling Zone 3 | Ductless Heat Pumps Manufactured Home - Existing - Low Income Single or Multiple Head Ductless or Ducted Mini-Split or Combo Electric Zonal | 1945.19 | 6000 | Standard TBD | Heating Zone 1 | Any Cooling Zone | Ductless Heat Pumps Manufactured Home - Existing - Low Income Single or Multiple Head Ductless or Ducted Mini-Split or Combo Electric Zonal | 1634.2144 | Increasing
LHVHS13012 | Heating Zone 1 | Cooling Zone 2 | Ductless Heat Pumps Manufactured Home - Existing - Low Income Single or Multiple Head Ductless or Ducted Mini-Split or Combo Electric Zonal | 1709.77 | 6000
RHVHS12998 | Heating Zone 1 | Cooling Zone 1 | Ductless Heat Pumps Manufactured Home - Existing Single or Multiple Head Ductless or Ducted Mini-Split or Combo Electric Zonal | 1684.54 | 800
RHVHS13001 | Heating Zone 1 | Cooling Zone 3 | Ductless Heat Pumps Manufactured Home - Existing Single or Multiple Head Ductless or Ducted Mini-Split or Combo Electric Zonal | 1945.19 | 800
RHVHS13004 | Heating Zone 1 | Cooling Zone 2 | Ductless Heat Pumps Manufactured Home - Existing Single or Multiple Head Ductless or Ducted Mini-Split or Combo Electric Zonal | 1709.77 | 800
LHVHS13007 | Heating Zone 2 | Cooling Zone 1 | Ductless Heat Pumps Manufactured Home - Existing - Low Income Single or Multiple Head Ductless or Ducted Mini-Split or Combo Electric Zonal | 882.48 | 6000 | LIEE TBD | Heating Zone 2 | Any Cooling Zone | Ductless Heat Pumps Manufactured Home - Existing - Low Income Single or Multiple Head Ductless or Ducted Mini-Split or Combo Electric Zonal | 995.6106 | No Change
LHVHS13010 | Heating Zone 2 | Cooling Zone 3 | Ductless Heat Pumps Manufactured Home - Existing - Low Income Single or Multiple Head Ductless or Ducted Mini-Split or Combo Electric Zonal | 1143.14 | 6000 | Standard TBD | Heating Zone 2 | Any Cooling Zone | Ductless Heat Pumps Manufactured Home - Existing - Low Income Single or Multiple Head Ductless or Ducted Mini-Split or Combo Electric Zonal | 995.6106 | Increasing
LHVHS13011 | Heating Zone 2 | Cooling Zone 2 | Ductless Heat Pumps Manufactured Home - Existing - Low Income Single or Multiple Head Ductless or Ducted Mini-Split or Combo Electric Zonal | 907.72 | 6000
RHVHS12999 | Heating Zone 2 | Cooling Zone 1 | Ductless Heat Pumps Manufactured Home - Existing Single or Multiple Head Ductless or Ducted Mini-Split or Combo Electric Zonal | 882.48 | 800
RHVHS13002 | Heating Zone 2 | Cooling Zone 3 | Ductless Heat Pumps Manufactured Home - Existing Single or Multiple Head Ductless or Ducted Mini-Split or Combo Electric Zonal | 1143.14 | 800
RHVHS13003 | Heating Zone 2 | Cooling Zone 2 | Ductless Heat Pumps Manufactured Home - Existing Single or Multiple Head Ductless or Ducted Mini-Split or Combo Electric Zonal | 907.72 | 800
LHVHS13008 | Heating Zone 3 | Cooling Zone 3 | Ductless Heat Pumps Manufactured Home - Existing - Low Income Single or Multiple Head Ductless or Ducted Mini-Split or Combo Electric Zonal | 1117.08 | 6000 | LIEE TBD | Heating Zone 3 | Any Cooling Zone | Ductless Heat Pumps Manufactured Home - Existing - Low Income Single or Multiple Head Ductless or Ducted Mini-Split or Combo Electric Zonal | 970.0019 | No Change
LHVHS13013 | Heating Zone 3 | Cooling Zone 2 | Ductless Heat Pumps Manufactured Home - Existing - Low Income Single or Multiple Head Ductless or Ducted Mini-Split or Combo Electric Zonal | 881.66 | 6000 | Standard TBD | Heating Zone 3 | Any Cooling Zone | Ductless Heat Pumps Manufactured Home - Existing - Low Income Single or Multiple Head Ductless or Ducted Mini-Split or Combo Electric Zonal | 970.0019 | Increasing
LHVHS13014 | Heating Zone 3 | Cooling Zone 1 | Ductless Heat Pumps Manufactured Home - Existing - Low Income Single or Multiple Head Ductless or Ducted Mini-Split or Combo Electric Zonal | 856.42 | 6000
RHVHS12997 | Heating Zone 3 | Cooling Zone 1 | Ductless Heat Pumps Manufactured Home - Existing Single or Multiple Head Ductless or Ducted Mini-Split or Combo Electric Zonal | 856.42 | 800
RHVHS13000 | Heating Zone 3 | Cooling Zone 3 | Ductless Heat Pumps Manufactured Home - Existing Single or Multiple Head Ductless or Ducted Mini-Split or Combo Electric Zonal | 1117.08 | 800
RHVHS13005 | Heating Zone 3 | Cooling Zone 2 | Ductless Heat Pumps Manufactured Home - Existing Single or Multiple Head Ductless or Ducted Mini-Split or Combo Electric Zonal | 881.66 | 800
LHVHS12995 | Heating Zone 1 | All Cooling Zones | Ductless Heat Pumps Manufactured Home - Existing - Low Income Single or Multiple Head Ductless or Ducted Mini-Split or Combo Electric Forced Air Furnace | 3054.54 | 6000 | LIEE TBD | Heating Zone 1 | Any Cooling Zone | Ductless Heat Pumps Manufactured Home - Existing - Low Income Single or Multiple Head Ductless or Ducted Mini-Split or Combo Electric Forced Air Furnace | 2915.148 | No Change
RHVHS12992 | Heating Zone 1 | All Cooling Zones | Ductless Heat Pumps Manufactured Home - Existing Single or Multiple Head Ductless or Ducted Mini-Split or Combo Electric Forced Air Furnace | 3054.54 | 800 | Standard TBD | Heating Zone 1 | Any Cooling Zone | Ductless Heat Pumps Manufactured Home - Existing - Single or Multiple Head Ductless or Ducted Mini-Split or Combo Electric Forced Air Furnace | 2915.148 | Increasing
LHVHS12996 | Heating Zone 2 | All Cooling Zones | Ductless Heat Pumps Manufactured Home - Existing - Low Income Single or Multiple Head Ductless or Ducted Mini-Split or Combo Electric Forced Air Furnace | 2824.97 | 6000 | LIEE TBD | Heating Zone 2 | Any Cooling Zone | Ductless Heat Pumps Manufactured Home - Existing - Low Income Single or Multiple Head Ductless or Ducted Mini-Split or Combo Electric Forced Air Furnace | 2292.3012 | No Change
RHVHS12993 | Heating Zone 2 | All Cooling Zones | Ductless Heat Pumps Manufactured Home - Existing Single or Multiple Head Ductless or Ducted Mini-Split or Combo Electric Forced Air Furnace | 2824.97 | 800 | Standard TBD | Heating Zone 2 | Any Cooling Zone | Ductless Heat Pumps Manufactured Home - Existing - Single or Multiple Head Ductless or Ducted Mini-Split or Combo Electric Forced Air Furnace | 2292.3012 | Increasing
LHVHS12994 | Heating Zone 3 | All Cooling Zones | Ductless Heat Pumps Manufactured Home - Existing - Low Income Single or Multiple Head Ductless or Ducted Mini-Split or Combo Electric Forced Air Furnace | 2851 | 6000 | LIEE TBD | Heating Zone 3 | Any Cooling Zone | Ductless Heat Pumps Manufactured Home - Existing - Low Income Single or Multiple Head Ductless or Ducted Mini-Split or Combo Electric Forced Air Furnace | 1833.8459 | No Change
RHVHS12991 | Heating Zone 3 | All Cooling Zones | Ductless Heat Pumps Manufactured Home - Existing Single or Multiple Head Ductless or Ducted Mini-Split or Combo Electric Forced Air Furnace | 2851 | 800 | Standard TBD | Heating Zone 3 | Any Cooling Zone | Ductless Heat Pumps Manufactured Home - Existing - Single or Multiple Head Ductless or Ducted Mini-Split or Combo Electric Forced Air Furnace | 1833.8459 | Increasing
LHVHS13018 | Heating Zone 1 | All Cooling Zones | Ductless Heat Pumps Single Family - Existing - Low Income Single or Multiple Head Ductless or Ducted Mini-Split or Combo Electric Forced Air Furnace | 2550.28 | 6000 | LIEE TBD | Heating Zone 1 | Any Cooling Zone | Ductless Heat Pumps Single Family - Existing - Low Income Single or Multiple Head Ductless or Ducted Mini-Split or Combo Electric Forced Air Furnace | 1634.2144 | No Change
RHVHS13015 | Heating Zone 1 | All Cooling Zones | Ductless Heat Pumps Single Family - Existing Single or Multiple Head Ductless or Ducted Mini-Split or Combo Electric Forced Air Furnace | 2550.28 | 6000 | Standard TBD | Heating Zone 1 | Any Cooling Zone | Ductless Heat Pumps Single Family - Existing - Single or Multiple Head Ductless or Ducted Mini-Split or Combo Electric Forced Air Furnace | 1634.2144 | Increasing
LHVHS13019 | Heating Zone 2 | All Cooling Zones | Ductless Heat Pumps Single Family - Existing - Low Income Single or Multiple Head Ductless or Ducted Mini-Split or Combo Electric Forced Air Furnace | 2570.29 | 6000 | LIEE TBD | Heating Zone 2 | Any Cooling Zone | Ductless Heat Pumps Single Family - Existing - Low Income Single or Multiple Head Ductless or Ducted Mini-Split or Combo Electric Forced Air Furnace | 995.6106 | No Change
RHVHS13017 | Heating Zone 2 | All Cooling Zones | Ductless Heat Pumps Single Family - Existing Single or Multiple Head Ductless or Ducted Mini-Split or Combo Electric Forced Air Furnace | 2570.29 | 800 | Standard TBD | Heating Zone 2 | Any Cooling Zone | Ductless Heat Pumps Single Family - Existing - Single or Multiple Head Ductless or Ducted Mini-Split or Combo Electric Forced Air Furnace | 995.6106 | Increasing
LHVHS13020 | Heating Zone 3 | All Cooling Zones | Ductless Heat Pumps Single Family - Existing - Low Income Single or Multiple Head Ductless or Ducted Mini-Split or Combo Electric Forced Air Furnace | 2832.1124 | 800 | LIEE TBD | Heating Zone 3 | Any Cooling Zone | Ductless Heat Pumps Single Family - Existing - Low Income Single or Multiple Head Ductless or Ducted Mini-Split or Combo Electric Forced Air Furnace | 970.0019 | No Change
RHVHS13017 | Heating Zone 3 | All Cooling Zones | Ductless Heat Pumps Single Family - Existing Single or Multiple Head Ductless or Ducted Mini-Split or Combo Electric Forced Air Furnace | 2832.1124 | 800 | Standard TBD | Heating Zone 3 | Any Cooling Zone | Ductless Heat Pumps Single Family - Existing - Single or Multiple Head Ductless or Ducted Mini-Split or Combo Electric Forced Air Furnace | 970.0019 | Increasing

## LIEE Vintages
UES Reference Number | Heating Zone | Cooling Zone | Sector | Measure Name | Program | Vintage | New Vintage
LELPL14523 | All Heating Zones | All Cooling Zones | Residential | Clothes Dryers Any Residential - Low Income BPA Tier 1 | Low Income | New or Existing | Existing
LELPL14524 | All Heating Zones | All Cooling Zones | Residential | Clothes Dryers Any Residential - Low Income BPA Tier 2 | Low Income | New or Existing | Existing
LELPL14525 | All Heating Zones | All Cooling Zones | Residential | Clothes Dryers Any Residential - Low Income BPA Tier 3 | Low Income | New or Existing | Existing
LELPL14526 | All Heating Zones | All Cooling Zones | Residential | Clothes Dryers Any Residential - Low Income BPA Tier 1 Retail (Utility Run) | Low Income | New or Existing | Existing
LELPL14527 | All Heating Zones | All Cooling Zones | Residential | Clothes Dryers Any Residential - Low Income BPA Tier 2 Retail (Utility Run) | Low Income | New or Existing | Existing
LELPL14528 | All Heating Zones | All Cooling Zones | Residential | Clothes Dryers Any Residential - Low Income BPA Tier 3 Retail (Utility Run) | Low Income | New or Existing | Existing
LELPL14529 | All Heating Zones | All Cooling Zones | Residential | Clothes Dryers Any Residential - Low Income ENERGY STAR | Low Income | New or Existing | Existing
LELPL14530 | All Heating Zones | All Cooling Zones | Residential | Clothes Dryers Any Residential - Low Income ENERGY STAR Retail (Utility Run) | Low Income | New or Existing | Existing
LHVEN14578 | All Heating Zones | All Cooling Zones | Residential | Door Sweeps Any Residential - Low Income Any Electric Heat Direct Install | Low Income | New or Existing | Existing
LHVEN14579 | All Heating Zones | All Cooling Zones | Residential | Door Sweeps Any Residential - Low Income Any Electric Heat By Request | Low Income | New or Existing | Existing
LHVHI21308 | All Heating Zones | All Cooling Zones | Commercial | Air-Source Heat Pumps Upgrade Low Income Multi-Family Common Areas | Low Income | New or Existing | Existing
LHVHI21311 | All Heating Zones | All Cooling Zones | Commercial | Ductless Heat Pumps Upgrade Low Income Multi-Family Common Areas | Low Income | New or Existing | Existing
LHVHS13713 | Heating Zone 1 | All Cooling Zones | Residential | Thermostats Any Residential - Low Income Advanced Smart Thermostat Heat Pump Direct Install | Low Income | New or Existing | Existing
LHVHS13714 | Heating Zone 1 | All Cooling Zones | Residential | Thermostats Any Residential - Low Income Advanced Smart Thermostat Forced Air Furnace Direct Install | Low Income | New or Existing | Existing
LHVHS13715 | Heating Zone 1 | All Cooling Zones | Residential | Thermostats Any Residential - Low Income Advanced Smart Thermostat Heat Pump | Low Income | New or Existing | Existing
LHVHS13716 | Heating Zone 1 | All Cooling Zones | Residential | Thermostats Any Residential - Low Income Advanced Smart Thermostat Forced Air Furnace | Low Income | New or Existing | Existing
LHVHS13717 | Heating Zone 2 | All Cooling Zones | Residential | Thermostats Any Residential - Low Income Advanced Smart Thermostat Heat Pump Direct Install | Low Income | New or Existing | Existing
LHVHS13718 | Heating Zone 2 | All Cooling Zones | Residential | Thermostats Any Residential - Low Income Advanced Smart Thermostat Forced Air Furnace Direct Install | Low Income | New or Existing | Existing
LHVHS13719 | Heating Zone 2 | All Cooling Zones | Residential | Thermostats Any Residential - Low Income Advanced Smart Thermostat Heat Pump | Low Income | New or Existing | Existing
LHVHS13720 | Heating Zone 2 | All Cooling Zones | Residential | Thermostats Any Residential - Low Income Advanced Smart Thermostat Forced Air Furnace | Low Income | New or Existing | Existing
LHVHS13721 | Heating Zone 3 | All Cooling Zones | Residential | Thermostats Any Residential - Low Income Advanced Smart Thermostat Heat Pump Direct Install | Low Income | New or Existing | Existing
LHVHS13722 | Heating Zone 3 | All Cooling Zones | Residential | Thermostats Any Residential - Low Income Advanced Smart Thermostat Forced Air Furnace Direct Install | Low Income | New or Existing | Existing
LHVHS13723 | Heating Zone 3 | All Cooling Zones | Residential | Thermostats Any Residential - Low Income Advanced Smart Thermostat Heat Pump | Low Income | New or Existing | Existing
LHVHS13724 | Heating Zone 3 | All Cooling Zones | Residential | Thermostats Any Residential - Low Income Advanced Smart Thermostat Forced Air Furnace | Low Income | New or Existing | Existing
LHVHS14548 | Heating Zone 1 | All Cooling Zones | Residential | Thermostats Single Family - Existing - Low Income Line Voltage Thermostat baseline:Bi-metal Thermostats | Low Income | New or Existing | Existing
LHVHS14549 | Heating Zone 1 | All Cooling Zones | Residential | Thermostats Multifamily - Existing - Low Income Line Voltage Thermostat baseline:Bi-metal Thermostats | Low Income | New or Existing | Existing
LHVHS14550 | Heating Zone 1 | All Cooling Zones | Residential | Thermostats Single Family - Existing - Low Income Communicating Line Voltage Thermostat baseline:Bi-metal Thermostats | Low Income | New or Existing | Existing
LHVHS14551 | Heating Zone 1 | All Cooling Zones | Residential | Thermostats Multifamily - Existing - Low Income Communicating Line Voltage Thermostat baseline:Bi-metal Thermostats | Low Income | New or Existing | Existing
LHVHS14552 | Heating Zone 2 | All Cooling Zones | Residential | Thermostats Single Family - Existing - Low Income Line Voltage Thermostat baseline:Bi-metal Thermostats | Low Income | New or Existing | Existing
LHVHS14553 | Heating Zone 2 | All Cooling Zones | Residential | Thermostats Multifamily - Existing - Low Income Line Voltage Thermostat baseline:Bi-metal Thermostats | Low Income | New or Existing | Existing
LHVHS14554 | Heating Zone 2 | All Cooling Zones | Residential | Thermostats Single Family - Existing - Low Income Communicating Line Voltage Thermostat baseline:Bi-metal Thermostats | Low Income | New or Existing | Existing
LHVHS14555 | Heating Zone 2 | All Cooling Zones | Residential | Thermostats Multifamily - Existing - Low Income Communicating Line Voltage Thermostat baseline:Bi-metal Thermostats | Low Income | New or Existing | Existing
LHVHS14556 | Heating Zone 3 | All Cooling Zones | Residential | Thermostats Single Family - Existing - Low Income Line Voltage Thermostat baseline:Bi-metal Thermostats | Low Income | New or Existing | Existing
LHVHS14557 | Heating Zone 3 | All Cooling Zones | Residential | Thermostats Multifamily - Existing - Low Income Line Voltage Thermostat baseline:Bi-metal Thermostats | Low Income | New or Existing | Existing
LHVHS14558 | Heating Zone 3 | All Cooling Zones | Residential | Thermostats Single Family - Existing - Low Income Communicating Line Voltage Thermostat baseline:Bi-metal Thermostats | Low Income | New or Existing | Existing
LHVHS14559 | Heating Zone 3 | All Cooling Zones | Residential | Thermostats Multifamily - Existing - Low Income Communicating Line Voltage Thermostat baseline:Bi-metal Thermostats | Low Income | New or Existing | Existing
LWHWU14531 | All Heating Zones | All Cooling Zones | Residential | Clothes Washers Any Residential - Low Income Front Load ENERGY STAR Washer Electric Water Heater/Electric Dryer | Low Income | New or Existing | Existing
LWHWU14532 | All Heating Zones | All Cooling Zones | Residential | Clothes Washers Any Residential - Low Income Front Load ENERGY STAR Washer Electric Water Heater/Gas Dryer | Low Income | New or Existing | Existing
LWHWU14533 | All Heating Zones | All Cooling Zones | Residential | Clothes Washers Any Residential - Low Income Front Load ENERGY STAR Washer Gas Water Heater/Electric Dryer | Low Income | New or Existing | Existing
LWHWU14534 | All Heating Zones | All Cooling Zones | Residential | Clothes Washers Any Residential - Low Income Front Load ENERGY STAR Washer Any Water Heater/Any Dryer | Low Income | New or Existing | Existing
LWHWU14535 | All Heating Zones | All Cooling Zones | Residential | Clothes Washers Any Residential - Low Income Front Load ENERGY STAR Washer Any Water Heater/Any Dryer Retail (Utility Run) | Low Income | New or Existing | Existing
LWHWU14536 | All Heating Zones | All Cooling Zones | Residential | Clothes Washers Multi-Family Common Areas - Low Income ENERGY STAR Electric Water Heater/Electric Dryer | Low Income | New or Existing | Existing
LWHWU14537 | All Heating Zones | All Cooling Zones | Residential | Clothes Washers Multi-Family Common Areas - Low Income ENERGY STAR Electric Water Heater/Gas Dryer | Low Income | New or Existing | Existing
LWHWU14538 | All Heating Zones | All Cooling Zones | Residential | Clothes Washers Multi-Family Common Areas - Low Income ENERGY STAR Gas Water Heater/Electric Dryer | Low Income | New or Existing | Existing
LWHWU14539 | All Heating Zones | All Cooling Zones | Residential | Clothes Washers Multi-Family Common Areas - Low Income ENERGY STAR Gas Water Heater/Gas Dryer |  | New or Existing | Existing
LWHWU14540 | All Heating Zones | All Cooling Zones | Residential | Clothes Washers Any Residential - Low Income Top Load ENERGY STAR Washer Electric Water Heater/Electric Dryer |  | New or Existing | Existing
LWHWU14541 | All Heating Zones | All Cooling Zones | Residential | Clothes Washers Any Residential - Low Income Top Load ENERGY STAR Washer Gas Water Heater/Electric Dryer |  | New or Existing | Existing
LWHWU14542 | All Heating Zones | All Cooling Zones | Residential | Clothes Washers Any Residential - Low Income Top Load ENERGY STAR Washer Electric Water Heater/Gas Dryer |  | New or Existing | Existing
LWHWU14543 | All Heating Zones | All Cooling Zones | Residential | Clothes Washers Any Residential - Low Income Top Load ENERGY STAR Washer Any Water Heater/Any Dryer |  | New or Existing | Existing
LWHWU14544 | All Heating Zones | All Cooling Zones | Residential | Clothes Washers Any Residential - Low Income Top Load ENERGY STAR Washer Any Water Heater/Any Dryer Retail (Utility Run) |  | New or Existing | Existing

## Commercial Insulation Changes
The number of Commercial Insulation REFNOs are being reduced by updating the measures to have both a weighted average for Heating Zone 2 and Heating Zone 3, as well as across Attic or Roof applications from individual R-value changes to a holistic "R-5 and Above" criteria.
UES Reference Number | Heating Zone | Key Characteristics 1 | Key Characteristics 2 | Key Characteristics 3 | Key Characteristics 4 | Payment ($/unit) | Annual Savings @ Site (kwh/yr) | Heating Zone | Key Characteristics 1 | Key Characteristics 2 | Key Characteristics 3 | Key Characteristics 4 | New Site | New Payment
CHVEN21025 | Heating Zone 1 | Hospital | Attic or Roof | R-5 to R-19 | Heat Pump | 1.75 | 5.5108 | Heating Zone 1 | Hospital | Attic or Roof | R-5 and Above | Heat Pump | 5.4326 | 1.8
CHVEN21037 | Heating Zone 1 | Hospital | Attic or Roof | R-5 to R-19 | Resistance | 1.75 | 7.1613 | Heating Zone 1 | Hospital | Attic or Roof | R-5 and Above | Resistance | 7.2806 | 1.8
CHVEN21026 | Heating Zone 2 | Hospital | Attic or Roof | R-5 to R-19 | Heat Pump | 2 | 6.3126 | Heating Zone 2/3 | Hospital | Attic or Roof | R-5 and Above | Heat Pump | 3.4215 | 2.1
CHVEN21038 | Heating Zone 2 | Hospital | Attic or Roof | R-5 to R-19 | Resistance | 2 | 8.9928 | Heating Zone 2/3 | Hospital | Attic or Roof | R-5 and Above | Resistance | 4.5958 | 2.1
CHVEN21027 | Heating Zone 3 | Hospital | Attic or Roof | R-5 to R-19 | Heat Pump | 2.5 | 6.3671
CHVEN21039 | Heating Zone 3 | Hospital | Attic or Roof | R-5 to R-19 | Resistance | 2.5 | 8.3622
CHVEN21187 | Heating Zone 1 | Hospital | Attic or Roof | R-5 to R-30 | Heat Pump | 1.8 | 5.5187
CHVEN21188 | Heating Zone 1 | Hospital | Attic or Roof | R-5 to R-30 | Resistance | 1.8 | 7.3604
CHVEN21189 | Heating Zone 2 | Hospital | Attic or Roof | R-5 to R-30 | Heat Pump | 2.1 | 6.915
CHVEN21190 | Heating Zone 2 | Hospital | Attic or Roof | R-5 to R-30 | Resistance | 2.1 | 9.4082
CHVEN21191 | Heating Zone 3 | Hospital | Attic or Roof | R-5 to R-30 | Heat Pump | 2.6 | 6.6458
CHVEN21192 | Heating Zone 3 | Hospital | Attic or Roof | R-5 to R-30 | Resistance | 2.6 | 8.8561
CHVEN21028 | Heating Zone 1 | Hospital | Attic or Roof | R-5 to R-49 | Heat Pump | 1.9 | 5.2683
CHVEN21040 | Heating Zone 1 | Hospital | Attic or Roof | R-5 to R-49 | Resistance | 1.9 | 7.32
CHVEN21029 | Heating Zone 2 | Hospital | Attic or Roof | R-5 to R-49 | Heat Pump | 2.2 | 7.5833
CHVEN21041 | Heating Zone 2 | Hospital | Attic or Roof | R-5 to R-49 | Resistance | 2.2 | 9.5958
CHVEN21030 | Heating Zone 3 | Hospital | Attic or Roof | R-5 to R-49 | Heat Pump | 2.8 | 6.7531
CHVEN21042 | Heating Zone 3 | Hospital | Attic or Roof | R-5 to R-49 | Resistance | 2.8 | 9.2146
CHVEN21031 | Heating Zone 1 | Hospital | Wall | R-5 to R-11 | Heat Pump | 0.8 | 4.2494 | Heating Zone 1 | Hospital | Wall | R-5 to R-11 | Heat Pump | 4.2494 | 0.8
CHVEN21043 | Heating Zone 1 | Hospital | Wall | R-5 to R-11 | Resistance | 0.8 | 4.1248 | Heating Zone 1 | Hospital | Wall | R-5 to R-11 | Resistance | 4.1248 | 0.8
CHVEN21032 | Heating Zone 2 | Hospital | Wall | R-5 to R-11 | Heat Pump | 1.1 | 4.0431 | Heating Zone 2/3 | Hospital | Wall | R-5 to R-11 | Heat Pump | 3.87 | 1.1
CHVEN21044 | Heating Zone 2 | Hospital | Wall | R-5 to R-11 | Resistance | 1.1 | 5.7358 | Heating Zone 2/3 | Hospital | Wall | R-5 to R-11 | Resistance | 5.3393 | 1.1
CHVEN21033 | Heating Zone 3 | Hospital | Wall | R-5 to R-11 | Heat Pump | 1.2 | 3.4018
CHVEN21045 | Heating Zone 3 | Hospital | Wall | R-5 to R-11 | Resistance | 1.2 | 4.2673
CHVEN21034 | Heating Zone 1 | Hospital | Wall | R-5 to R-19 | Heat Pump | 1.1 | 4.5838 | Heating Zone 1 | Hospital | Wall | R-5 to R-19 | Heat Pump | 4.5838 | 1.1
CHVEN21046 | Heating Zone 1 | Hospital | Wall | R-5 to R-19 | Resistance | 1.1 | 5.3577 | Heating Zone 1 | Hospital | Wall | R-5 to R-19 | Resistance | 5.3577 | 1.1
CHVEN21035 | Heating Zone 2 | Hospital | Wall | R-5 to R-19 | Heat Pump | 1.4 | 4.8696 | Heating Zone 2/3 | Hospital | Wall | R-5 to R-19 | Heat Pump | 5.0503 | 1.4
CHVEN21047 | Heating Zone 2 | Hospital | Wall | R-5 to R-19 | Resistance | 1.4 | 9.2465 | Heating Zone 2/3 | Hospital | Wall | R-5 to R-19 | Resistance | 8.999 | 1.4
CHVEN21036 | Heating Zone 3 | Hospital | Wall | R-5 to R-19 | Heat Pump | 1.5 | 5.5389
CHVEN21048 | Heating Zone 3 | Hospital | Wall | R-5 to R-19 | Resistance | 1.5 | 8.3299
CHVEN21121 | Heating Zone 1 | Large Retail 50,000 - 100,000 sq ft | Attic or Roof | R-5 to R-19 | Heat Pump | 1.75 | 4.2591 | Heating Zone 1 | Large Retail 50,000 - 100,000 sq ft | Attic or Roof | R-5 and Above | Heat Pump | 4.2511 | 1.8
CHVEN21133 | Heating Zone 1 | Large Retail 50,000 - 100,000 sq ft | Attic or Roof | R-5 to R-19 | Resistance | 1.75 | 5.5401 | Heating Zone 1 | Large Retail 50,000 - 100,000 sq ft | Attic or Roof | R-5 and Above | Resistance | 5.6925 | 1.8
CHVEN21122 | Heating Zone 2 | Large Retail 50,000 - 100,000 sq ft | Attic or Roof | R-5 to R-19 | Heat Pump | 2 | 5.0591 | Heating Zone 2/3 | Large Retail 50,000 - 100,000 sq ft | Attic or Roof | R-5 and Above | Heat Pump | 2.8236 | 2.1
CHVEN21134 | Heating Zone 2 | Large Retail 50,000 - 100,000 sq ft | Attic or Roof | R-5 to R-19 | Resistance | 2 | 7.2029 | Heating Zone 2/3 | Large Retail 50,000 - 100,000 sq ft | Attic or Roof | R-5 and Above | Resistance | 3.7933 | 2.1
CHVEN21123 | Heating Zone 3 | Large Retail 50,000 - 100,000 sq ft | Attic or Roof | R-5 to R-19 | Heat Pump | 2.5 | 5.4899
CHVEN21135 | Heating Zone 3 | Large Retail 50,000 - 100,000 sq ft | Attic or Roof | R-5 to R-19 | Resistance | 2.5 | 7.2225
CHVEN21241 | Heating Zone 1 | Large Retail 50,000 - 100,000 sq ft | Attic or Roof | R-5 to R-30 | Heat Pump | 1.8 | 4.3169
CHVEN21242 | Heating Zone 1 | Large Retail 50,000 - 100,000 sq ft | Attic or Roof | R-5 to R-30 | Resistance | 1.8 | 5.7451
CHVEN21243 | Heating Zone 2 | Large Retail 50,000 - 100,000 sq ft | Attic or Roof | R-5 to R-30 | Heat Pump | 2.1 | 5.5864
CHVEN21244 | Heating Zone 2 | Large Retail 50,000 - 100,000 sq ft | Attic or Roof | R-5 to R-30 | Resistance | 2.1 | 7.6079
CHVEN21245 | Heating Zone 3 | Large Retail 50,000 - 100,000 sq ft | Attic or Roof | R-5 to R-30 | Heat Pump | 2.6 | 5.7618
CHVEN21246 | Heating Zone 3 | Large Retail 50,000 - 100,000 sq ft | Attic or Roof | R-5 to R-30 | Resistance | 2.6 | 7.6898
CHVEN21124 | Heating Zone 1 | Large Retail 50,000 - 100,000 sq ft | Attic or Roof | R-5 to R-49 | Heat Pump | 1.9 | 4.1773
CHVEN21136 | Heating Zone 1 | Large Retail 50,000 - 100,000 sq ft | Attic or Roof | R-5 to R-49 | Resistance | 1.9 | 5.7922
CHVEN21125 | Heating Zone 2 | Large Retail 50,000 - 100,000 sq ft | Attic or Roof | R-5 to R-49 | Heat Pump | 2.2 | 6.2167
CHVEN21137 | Heating Zone 2 | Large Retail 50,000 - 100,000 sq ft | Attic or Roof | R-5 to R-49 | Resistance | 2.2 | 7.8678
CHVEN21126 | Heating Zone 3 | Large Retail 50,000 - 100,000 sq ft | Attic or Roof | R-5 to R-49 | Heat Pump | 2.8 | 5.9035
CHVEN21138 | Heating Zone 3 | Large Retail 50,000 - 100,000 sq ft | Attic or Roof | R-5 to R-49 | Resistance | 2.8 | 8.0677
CHVEN21127 | Heating Zone 1 | Large Retail 50,000 - 100,000 sq ft | Wall | R-5 to R-11 | Heat Pump | 0.8 | 1.0623 | Heating Zone 1 | Large Retail 50,000 - 100,000 sq ft | Wall | R-5 to R-11 | Heat Pump | 1.0623 | 0.8
CHVEN21139 | Heating Zone 1 | Large Retail 50,000 - 100,000 sq ft | Wall | R-5 to R-11 | Resistance | 0.8 | 1.0312 | Heating Zone 1 | Large Retail 50,000 - 100,000 sq ft | Wall | R-5 to R-11 | Resistance | 1.0312 | 0.8
CHVEN21128 | Heating Zone 2 | Large Retail 50,000 - 100,000 sq ft | Wall | R-5 to R-11 | Heat Pump | 1.1 | 1.3264 | Heating Zone 2/3 | Large Retail 50,000 - 100,000 sq ft | Wall | R-5 to R-11 | Heat Pump | 1.3155 | 1.1
CHVEN21140 | Heating Zone 2 | Large Retail 50,000 - 100,000 sq ft | Wall | R-5 to R-11 | Resistance | 1.1 | 1.8917 | Heating Zone 2/3 | Large Retail 50,000 - 100,000 sq ft | Wall | R-5 to R-11 | Resistance | 1.815 | 1.1
CHVEN21129 | Heating Zone 3 | Large Retail 50,000 - 100,000 sq ft | Wall | R-5 to R-11 | Heat Pump | 1.2 | 1.2861
CHVEN21141 | Heating Zone 3 | Large Retail 50,000 - 100,000 sq ft | Wall | R-5 to R-11 | Resistance | 1.2 | 1.6075
CHVEN21130 | Heating Zone 1 | Large Retail 50,000 - 100,000 sq ft | Wall | R-5 to R-19 | Heat Pump | 1.1 | 1.605 | Heating Zone 1 | Large Retail 50,000 - 100,000 sq ft | Wall | R-5 to R-19 | Heat Pump | 1.605 | 1.1
CHVEN21142 | Heating Zone 1 | Large Retail 50,000 - 100,000 sq ft | Wall | R-5 to R-19 | Resistance | 1.1 | 1.8792 | Heating Zone 1 | Large Retail 50,000 - 100,000 sq ft | Wall | R-5 to R-19 | Resistance | 1.8792 | 1.1
CHVEN21131 | Heating Zone 2 | Large Retail 50,000 - 100,000 sq ft | Wall | R-5 to R-19 | Heat Pump | 1.4 | 2.1658 | Heating Zone 2/3 | Large Retail 50,000 - 100,000 sq ft | Wall | R-5 to R-19 | Heat Pump | 2.3182 | 1.4
CHVEN21143 | Heating Zone 2 | Large Retail 50,000 - 100,000 sq ft | Wall | R-5 to R-19 | Resistance | 1.4 | 4.1209 | Heating Zone 2/3 | Large Retail 50,000 - 100,000 sq ft | Wall | R-5 to R-19 | Resistance | 4.1159 | 1.4
CHVEN21132 | Heating Zone 3 | Large Retail 50,000 - 100,000 sq ft | Wall | R-5 to R-19 | Heat Pump | 1.5 | 2.7305
CHVEN21144 | Heating Zone 3 | Large Retail 50,000 - 100,000 sq ft | Wall | R-5 to R-19 | Resistance | 1.5 | 4.1023
CHVEN21049 | Heating Zone 1 | Lodging | Attic or Roof | R-5 to R-19 | Heat Pump | 1.75 | 7.2827 | Heating Zone 1 | Lodging | Attic or Roof | R-5 and Above | Heat Pump | 7.1145 | 1.8
CHVEN21061 | Heating Zone 1 | Lodging | Attic or Roof | R-5 to R-19 | Resistance | 1.75 | 9.4732 | Heating Zone 1 | Lodging | Attic or Roof | R-5 and Above | Resistance | 9.5274 | 1.8
CHVEN21050 | Heating Zone 2 | Lodging | Attic or Roof | R-5 to R-19 | Heat Pump | 2 | 9.2122 | Heating Zone 2/3 | Lodging | Attic or Roof | R-5 and Above | Heat Pump | 5.111 | 2.1
CHVEN21062 | Heating Zone 2 | Lodging | Attic or Roof | R-5 to R-19 | Resistance | 2 | 13.1026 | Heating Zone 2/3 | Lodging | Attic or Roof | R-5 and Above | Resistance | 6.8658 | 2.1
CHVEN21051 | Heating Zone 3 | Lodging | Attic or Roof | R-5 to R-19 | Heat Pump | 2.5 | 10.3295
CHVEN21063 | Heating Zone 3 | Lodging | Attic or Roof | R-5 to R-19 | Resistance | 2.5 | 13.5836
CHVEN21223 | Heating Zone 1 | Lodging | Attic or Roof | R-5 to R-30 | Heat Pump | 1.8 | 7.2422
CHVEN21224 | Heating Zone 1 | Lodging | Attic or Roof | R-5 to R-30 | Resistance | 1.8 | 9.65
CHVEN21225 | Heating Zone 2 | Lodging | Attic or Roof | R-5 to R-30 | Heat Pump | 2.1 | 10.0523
CHVEN21226 | Heating Zone 2 | Lodging | Attic or Roof | R-5 to R-30 | Resistance | 2.1 | 13.6767
CHVEN21227 | Heating Zone 3 | Lodging | Attic or Roof | R-5 to R-30 | Heat Pump | 2.6 | 10.7156
CHVEN21228 | Heating Zone 3 | Lodging | Attic or Roof | R-5 to R-30 | Resistance | 2.6 | 14.3082
CHVEN21052 | Heating Zone 1 | Lodging | Attic or Roof | R-5 to R-49 | Heat Pump | 1.9 | 6.8187
CHVEN21064 | Heating Zone 1 | Lodging | Attic or Roof | R-5 to R-49 | Resistance | 1.9 | 9.4589
CHVEN21053 | Heating Zone 2 | Lodging | Attic or Roof | R-5 to R-49 | Heat Pump | 2.2 | 10.9667
CHVEN21065 | Heating Zone 2 | Lodging | Attic or Roof | R-5 to R-49 | Resistance | 2.2 | 13.881
CHVEN21054 | Heating Zone 3 | Lodging | Attic or Roof | R-5 to R-49 | Heat Pump | 2.8 | 10.7962
CHVEN21066 | Heating Zone 3 | Lodging | Attic or Roof | R-5 to R-49 | Resistance | 2.8 | 14.7486
CHVEN21055 | Heating Zone 1 | Lodging | Wall | R-5 to R-11 | Heat Pump | 0.8 | 1.1994 | Heating Zone 1 | Lodging | Wall | R-5 to R-11 | Heat Pump | 1.1994 | 0.8
CHVEN21067 | Heating Zone 1 | Lodging | Wall | R-5 to R-11 | Resistance | 0.8 | 1.1532 | Heating Zone 1 | Lodging | Wall | R-5 to R-11 | Resistance | 1.1532 | 0.8
CHVEN21056 | Heating Zone 2 | Lodging | Wall | R-5 to R-11 | Heat Pump | 1.1 | 1.6939 | Heating Zone 2/3 | Lodging | Wall | R-5 to R-11 | Heat Pump | 1.6697 | 1.1
CHVEN21068 | Heating Zone 2 | Lodging | Wall | R-5 to R-11 | Resistance | 1.1 | 2.4214 | Heating Zone 2/3 | Lodging | Wall | R-5 to R-11 | Resistance | 2.3109 | 1.1
CHVEN21057 | Heating Zone 3 | Lodging | Wall | R-5 to R-11 | Heat Pump | 1.2 | 1.6041
CHVEN21069 | Heating Zone 3 | Lodging | Wall | R-5 to R-11 | Resistance | 1.2 | 2.0122
CHVEN21058 | Heating Zone 1 | Lodging | Wall | R-5 to R-19 | Heat Pump | 1.1 | 1.2198 | Heating Zone 1 | Lodging | Wall | R-5 to R-19 | Heat Pump | 1.2198 | 1.1
CHVEN21070 | Heating Zone 1 | Lodging | Wall | R-5 to R-19 | Resistance | 1.1 | 1.4194 | Heating Zone 1 | Lodging | Wall | R-5 to R-19 | Resistance | 1.4194 | 1.1
CHVEN21059 | Heating Zone 2 | Lodging | Wall | R-5 to R-19 | Heat Pump | 1.4 | 1.9774 | Heating Zone 2/3 | Lodging | Wall | R-5 to R-19 | Heat Pump | 2.1218 | 1.4
CHVEN21071 | Heating Zone 2 | Lodging | Wall | R-5 to R-19 | Resistance | 1.4 | 3.7463 | Heating Zone 2/3 | Lodging | Wall | R-5 to R-19 | Resistance | 3.7536 | 1.4
CHVEN21060 | Heating Zone 3 | Lodging | Wall | R-5 to R-19 | Heat Pump | 1.5 | 2.512
CHVEN21072 | Heating Zone 3 | Lodging | Wall | R-5 to R-19 | Resistance | 1.5 | 3.7735
CHVEN20977 | Heating Zone 1 | Medium Office 5,000 to 50,000 sq ft | Attic or Roof | R-5 to R-19 | Heat Pump | 1.75 | 1.3005 | Heating Zone 1 | Medium Office 5,000 to 50,000 sq ft | Attic or Roof | R-5 and Above | Heat Pump | 1.3265 | 1.8
CHVEN20989 | Heating Zone 1 | Medium Office 5,000 to 50,000 sq ft | Attic or Roof | R-5 to R-19 | Resistance | 1.75 | 1.6916 | Heating Zone 1 | Medium Office 5,000 to 50,000 sq ft | Attic or Roof | R-5 and Above | Resistance | 1.7785 | 1.8
CHVEN20978 | Heating Zone 2 | Medium Office 5,000 to 50,000 sq ft | Attic or Roof | R-5 to R-19 | Heat Pump | 2 | 1.6612 | Heating Zone 2/3 | Medium Office 5,000 to 50,000 sq ft | Attic or Roof | R-5 and Above | Heat Pump | 0.95934 | 2.1
CHVEN20990 | Heating Zone 2 | Medium Office 5,000 to 50,000 sq ft | Attic or Roof | R-5 to R-19 | Resistance | 2 | 2.3628 | Heating Zone 2/3 | Medium Office 5,000 to 50,000 sq ft | Attic or Roof | R-5 and Above | Resistance | 1.2895 | 2.1
CHVEN20979 | Heating Zone 3 | Medium Office 5,000 to 50,000 sq ft | Attic or Roof | R-5 to R-19 | Heat Pump | 2.5 | 1.8451
CHVEN20991 | Heating Zone 3 | Medium Office 5,000 to 50,000 sq ft | Attic or Roof | R-5 to R-19 | Resistance | 2.5 | 2.4384
CHVEN21175 | Heating Zone 1 | Medium Office 5,000 to 50,000 sq ft | Attic or Roof | R-5 to R-30 | Heat Pump | 1.8 | 1.3441
CHVEN21176 | Heating Zone 1 | Medium Office 5,000 to 50,000 sq ft | Attic or Roof | R-5 to R-30 | Resistance | 1.8 | 1.7839
CHVEN21177 | Heating Zone 2 | Medium Office 5,000 to 50,000 sq ft | Attic or Roof | R-5 to R-30 | Heat Pump | 2.1 | 1.8728
CHVEN21178 | Heating Zone 2 | Medium Office 5,000 to 50,000 sq ft | Attic or Roof | R-5 to R-30 | Resistance | 2.1 | 2.5553
CHVEN21179 | Heating Zone 3 | Medium Office 5,000 to 50,000 sq ft | Attic or Roof | R-5 to R-30 | Heat Pump | 2.6 | 1.9816
CHVEN21180 | Heating Zone 3 | Medium Office 5,000 to 50,000 sq ft | Attic or Roof | R-5 to R-30 | Resistance | 2.6 | 2.6582
CHVEN20980 | Heating Zone 1 | Medium Office 5,000 to 50,000 sq ft | Attic or Roof | R-5 to R-49 | Heat Pump | 1.9 | 1.335
CHVEN20992 | Heating Zone 1 | Medium Office 5,000 to 50,000 sq ft | Attic or Roof | R-5 to R-49 | Resistance | 1.9 | 1.8599
CHVEN20981 | Heating Zone 2 | Medium Office 5,000 to 50,000 sq ft | Attic or Roof | R-5 to R-49 | Heat Pump | 2.2 | 2.15
CHVEN20993 | Heating Zone 2 | Medium Office 5,000 to 50,000 sq ft | Attic or Roof | R-5 to R-49 | Resistance | 2.2 | 2.7256
CHVEN20982 | Heating Zone 3 | Medium Office 5,000 to 50,000 sq ft | Attic or Roof | R-5 to R-49 | Heat Pump | 2.8 | 2.1241
CHVEN20994 | Heating Zone 3 | Medium Office 5,000 to 50,000 sq ft | Attic or Roof | R-5 to R-49 | Resistance | 2.8 | 2.8937
CHVEN20983 | Heating Zone 1 | Medium Office 5,000 to 50,000 sq ft | Wall | R-5 to R-11 | Heat Pump | 0.8 | 0.8396 | Heating Zone 1 | Medium Office 5,000 to 50,000 sq ft | Wall | R-5 to R-11 | Heat Pump | 0.8396 | 0.8
CHVEN20995 | Heating Zone 1 | Medium Office 5,000 to 50,000 sq ft | Wall | R-5 to R-11 | Resistance | 0.8 | 0.82052 | Heating Zone 1 | Medium Office 5,000 to 50,000 sq ft | Wall | R-5 to R-11 | Resistance | 0.82052 | 0.8
CHVEN20984 | Heating Zone 2 | Medium Office 5,000 to 50,000 sq ft | Wall | R-5 to R-11 | Heat Pump | 1.1 | 1.1186 | Heating Zone 2/3 | Medium Office 5,000 to 50,000 sq ft | Wall | R-5 to R-11 | Heat Pump | 1.1153 | 1.1
CHVEN20996 | Heating Zone 2 | Medium Office 5,000 to 50,000 sq ft | Wall | R-5 to R-11 | Resistance | 1.1 | 1.5891 | Heating Zone 2/3 | Medium Office 5,000 to 50,000 sq ft | Wall | R-5 to R-11 | Resistance | 1.5347 | 1.1
CHVEN20985 | Heating Zone 3 | Medium Office 5,000 to 50,000 sq ft | Wall | R-5 to R-11 | Heat Pump | 1.2 | 1.1063
CHVEN20997 | Heating Zone 3 | Medium Office 5,000 to 50,000 sq ft | Wall | R-5 to R-11 | Resistance | 1.2 | 1.3877
CHVEN20986 | Heating Zone 1 | Medium Office 5,000 to 50,000 sq ft | Wall | R-5 to R-19 | Heat Pump | 1.1 | 0.89877 | Heating Zone 1 | Medium Office 5,000 to 50,000 sq ft | Wall | R-5 to R-19 | Heat Pump | 0.89877 | 1.1
CHVEN20998 | Heating Zone 1 | Medium Office 5,000 to 50,000 sq ft | Wall | R-5 to R-19 | Resistance | 1.1 | 1.0495 | Heating Zone 1 | Medium Office 5,000 to 50,000 sq ft | Wall | R-5 to R-19 | Resistance | 1.0495 | 1.1
CHVEN20987 | Heating Zone 2 | Medium Office 5,000 to 50,000 sq ft | Wall | R-5 to R-19 | Heat Pump | 1.4 | 1.3452 | Heating Zone 2/3 | Medium Office 5,000 to 50,000 sq ft | Wall | R-5 to R-19 | Heat Pump | 1.4665 | 1.4
CHVEN20999 | Heating Zone 2 | Medium Office 5,000 to 50,000 sq ft | Wall | R-5 to R-19 | Resistance | 1.4 | 2.5373 | Heating Zone 2/3 | Medium Office 5,000 to 50,000 sq ft | Wall | R-5 to R-19 | Resistance | 2.5836 | 1.4
CHVEN20988 | Heating Zone 3 | Medium Office 5,000 to 50,000 sq ft | Wall | R-5 to R-19 | Heat Pump | 1.5 | 1.7943
CHVEN21000 | Heating Zone 3 | Medium Office 5,000 to 50,000 sq ft | Wall | R-5 to R-19 | Resistance | 1.5 | 2.7088
CHVEN21097 | Heating Zone 1 | Medium Retail 5000 - 50,000 sq ft | Attic or Roof | R-5 to R-19 | Heat Pump | 1.75 | 3.8852 | Heating Zone 1 | Medium Retail 5000 - 50,000 sq ft | Attic or Roof | R-5 and Above | Heat Pump | 3.8803 | 1.8
CHVEN21109 | Heating Zone 1 | Medium Retail 5000 - 50,000 sq ft | Attic or Roof | R-5 to R-19 | Resistance | 1.75 | 5.0467 | Heating Zone 1 | Medium Retail 5000 - 50,000 sq ft | Attic or Roof | R-5 and Above | Resistance | 5.1956 | 1.8
CHVEN21098 | Heating Zone 2 | Medium Retail 5000 - 50,000 sq ft | Attic or Roof | R-5 to R-19 | Heat Pump | 2 | 4.6665 | Heating Zone 2/3 | Medium Retail 5000 - 50,000 sq ft | Attic or Roof | R-5 and Above | Heat Pump | 2.5976 | 2.1
CHVEN21110 | Heating Zone 2 | Medium Retail 5000 - 50,000 sq ft | Attic or Roof | R-5 to R-19 | Resistance | 2 | 6.6444 | Heating Zone 2/3 | Medium Retail 5000 - 50,000 sq ft | Attic or Roof | R-5 and Above | Resistance | 3.4869 | 2.1
CHVEN21099 | Heating Zone 3 | Medium Retail 5000 - 50,000 sq ft | Attic or Roof | R-5 to R-19 | Heat Pump | 2.5 | 5.0211
CHVEN21111 | Heating Zone 3 | Medium Retail 5000 - 50,000 sq ft | Attic or Roof | R-5 to R-19 | Resistance | 2.5 | 6.6129
CHVEN21235 | Heating Zone 1 | Medium Retail 5000 - 50,000 sq ft | Attic or Roof | R-5 to R-30 | Heat Pump | 1.8 | 3.9374
CHVEN21236 | Heating Zone 1 | Medium Retail 5000 - 50,000 sq ft | Attic or Roof | R-5 to R-30 | Resistance | 1.8 | 5.2394
CHVEN21237 | Heating Zone 2 | Medium Retail 5000 - 50,000 sq ft | Attic or Roof | R-5 to R-30 | Heat Pump | 2.1 | 5.1542
CHVEN21238 | Heating Zone 2 | Medium Retail 5000 - 50,000 sq ft | Attic or Roof | R-5 to R-30 | Resistance | 2.1 | 7.0126
CHVEN21239 | Heating Zone 3 | Medium Retail 5000 - 50,000 sq ft | Attic or Roof | R-5 to R-30 | Heat Pump | 2.6 | 5.2587
CHVEN21240 | Heating Zone 3 | Medium Retail 5000 - 50,000 sq ft | Attic or Roof | R-5 to R-30 | Resistance | 2.6 | 7.0252
CHVEN21100 | Heating Zone 1 | Medium Retail 5000 - 50,000 sq ft | Attic or Roof | R-5 to R-49 | Heat Pump | 1.9 | 3.8184
CHVEN21112 | Heating Zone 1 | Medium Retail 5000 - 50,000 sq ft | Attic or Roof | R-5 to R-49 | Resistance | 1.9 | 5.3007
CHVEN21101 | Heating Zone 2 | Medium Retail 5000 - 50,000 sq ft | Attic or Roof | R-5 to R-49 | Heat Pump | 2.2 | 5.7333
CHVEN21113 | Heating Zone 2 | Medium Retail 5000 - 50,000 sq ft | Attic or Roof | R-5 to R-49 | Resistance | 2.2 | 7.2355
CHVEN21102 | Heating Zone 3 | Medium Retail 5000 - 50,000 sq ft | Attic or Roof | R-5 to R-49 | Heat Pump | 2.8 | 5.3908
CHVEN21114 | Heating Zone 3 | Medium Retail 5000 - 50,000 sq ft | Attic or Roof | R-5 to R-49 | Resistance | 2.8 | 7.361
CHVEN21103 | Heating Zone 1 | Medium Retail 5000 - 50,000 sq ft | Wall | R-5 to R-11 | Heat Pump | 0.8 | 1.0795 | Heating Zone 1 | Medium Retail 5000 - 50,000 sq ft | Wall | R-5 to R-11 | Heat Pump | 1.0795 | 0.8
CHVEN21115 | Heating Zone 1 | Medium Retail 5000 - 50,000 sq ft | Wall | R-5 to R-11 | Resistance | 0.8 | 1.0423 | Heating Zone 1 | Medium Retail 5000 - 50,000 sq ft | Wall | R-5 to R-11 | Resistance | 1.0423 | 0.8
CHVEN21104 | Heating Zone 2 | Medium Retail 5000 - 50,000 sq ft | Wall | R-5 to R-11 | Heat Pump | 1.1 | 1.3264 | Heating Zone 2/3 | Medium Retail 5000 - 50,000 sq ft | Wall | R-5 to R-11 | Heat Pump | 1.308 | 1.1
CHVEN21116 | Heating Zone 2 | Medium Retail 5000 - 50,000 sq ft | Wall | R-5 to R-11 | Resistance | 1.1 | 1.8917 | Heating Zone 2/3 | Medium Retail 5000 - 50,000 sq ft | Wall | R-5 to R-11 | Resistance | 1.8056 | 1.1
CHVEN21105 | Heating Zone 3 | Medium Retail 5000 - 50,000 sq ft | Wall | R-5 to R-11 | Heat Pump | 1.2 | 1.2584
CHVEN21117 | Heating Zone 3 | Medium Retail 5000 - 50,000 sq ft | Wall | R-5 to R-11 | Resistance | 1.2 | 1.5728
CHVEN21106 | Heating Zone 1 | Medium Retail 5000 - 50,000 sq ft | Wall | R-5 to R-19 | Heat Pump | 1.1 | 1.1427 | Heating Zone 1 | Medium Retail 5000 - 50,000 sq ft | Wall | R-5 to R-19 | Heat Pump | 1.1427 | 1.1
CHVEN21118 | Heating Zone 1 | Medium Retail 5000 - 50,000 sq ft | Wall | R-5 to R-19 | Resistance | 1.1 | 1.3394 | Heating Zone 1 | Medium Retail 5000 - 50,000 sq ft | Wall | R-5 to R-19 | Resistance | 1.3394 | 1.1
CHVEN21107 | Heating Zone 2 | Medium Retail 5000 - 50,000 sq ft | Wall | R-5 to R-19 | Heat Pump | 1.4 | 1.6008 | Heating Zone 2/3 | Medium Retail 5000 - 50,000 sq ft | Wall | R-5 to R-19 | Heat Pump | 1.7162 | 1.4
CHVEN21119 | Heating Zone 2 | Medium Retail 5000 - 50,000 sq ft | Wall | R-5 to R-19 | Resistance | 1.4 | 3.0311 | Heating Zone 2/3 | Medium Retail 5000 - 50,000 sq ft | Wall | R-5 to R-19 | Resistance | 3.0371 | 1.4
CHVEN21108 | Heating Zone 3 | Medium Retail 5000 - 50,000 sq ft | Wall | R-5 to R-19 | Heat Pump | 1.5 | 2.0283
CHVEN21120 | Heating Zone 3 | Medium Retail 5000 - 50,000 sq ft | Wall | R-5 to R-19 | Resistance | 1.5 | 3.0532
CHVEN21001 | Heating Zone 1 | Other | Attic or Roof | R-5 to R-19 | Heat Pump | 1.75 | 4.3566 | Heating Zone 1 | Other | Attic or Roof | R-5 and Above | Heat Pump | 4.3243 | 1.8
CHVEN21013 | Heating Zone 1 | Other | Attic or Roof | R-5 to R-19 | Resistance | 1.75 | 5.6529 | Heating Zone 1 | Other | Attic or Roof | R-5 and Above | Resistance | 5.785 | 1.8
CHVEN21002 | Heating Zone 2 | Other | Attic or Roof | R-5 to R-19 | Heat Pump | 2 | 5.3461 | Heating Zone 2/3 | Other | Attic or Roof | R-5 and Above | Heat Pump | 3.0088 | 2.1
CHVEN21014 | Heating Zone 2 | Other | Attic or Roof | R-5 to R-19 | Resistance | 2 | 7.6038 | Heating Zone 2/3 | Other | Attic or Roof | R-5 and Above | Resistance | 3.9866 | 2.1
CHVEN21003 | Heating Zone 3 | Other | Attic or Roof | R-5 to R-19 | Heat Pump | 2.5 | 5.7773
CHVEN21015 | Heating Zone 3 | Other | Attic or Roof | R-5 to R-19 | Resistance | 2.5 | 7.5935
CHVEN21181 | Heating Zone 1 | Other | Attic or Roof | R-5 to R-30 | Heat Pump | 1.8 | 4.3959
CHVEN21182 | Heating Zone 1 | Other | Attic or Roof | R-5 to R-30 | Resistance | 1.8 | 5.8434
CHVEN21183 | Heating Zone 2 | Other | Attic or Roof | R-5 to R-30 | Heat Pump | 2.1 | 5.8905
CHVEN21184 | Heating Zone 2 | Other | Attic or Roof | R-5 to R-30 | Resistance | 2.1 | 7.9999
CHVEN21185 | Heating Zone 3 | Other | Attic or Roof | R-5 to R-30 | Heat Pump | 2.6 | 6.8897
CHVEN21186 | Heating Zone 3 | Other | Attic or Roof | R-5 to R-30 | Resistance | 2.6 | 8.0831
CHVEN21004 | Heating Zone 1 | Other | Attic or Roof | R-5 to R-49 | Heat Pump | 1.9 | 4.2204
CHVEN21016 | Heating Zone 1 | Other | Attic or Roof | R-5 to R-49 | Resistance | 1.9 | 5.8587
CHVEN21005 | Heating Zone 2 | Other | Attic or Roof | R-5 to R-49 | Heat Pump | 2.2 | 6.5167
CHVEN21017 | Heating Zone 2 | Other | Attic or Roof | R-5 to R-49 | Resistance | 2.2 | 8.233
CHVEN21006 | Heating Zone 3 | Other | Attic or Roof | R-5 to R-49 | Heat Pump | 2.8 | 6.1965
CHVEN21018 | Heating Zone 3 | Other | Attic or Roof | R-5 to R-49 | Resistance | 2.8 | 8.4678
CHVEN21007 | Heating Zone 1 | Other | Wall | R-5 to R-11 | Heat Pump | 0.8 | 2.2446 | Heating Zone 1 | Other | Wall | R-5 to R-11 | Heat Pump | 2.2446 | 0.8
CHVEN21019 | Heating Zone 1 | Other | Wall | R-5 to R-11 | Resistance | 0.8 | 2.1733 | Heating Zone 1 | Other | Wall | R-5 to R-11 | Resistance | 2.1733 | 0.8
CHVEN21008 | Heating Zone 2 | Other | Wall | R-5 to R-11 | Heat Pump | 1.1 | 2.8446 | Heating Zone 2/3 | Other | Wall | R-5 to R-11 | Heat Pump | 2.8046 | 1.1
CHVEN21020 | Heating Zone 2 | Other | Wall | R-5 to R-11 | Resistance | 1.1 | 4.0408 | Heating Zone 2/3 | Other | Wall | R-5 to R-11 | Resistance | 3.8646 | 1.1
CHVEN21009 | Heating Zone 3 | Other | Wall | R-5 to R-11 | Heat Pump | 1.2 | 2.6966
CHVEN21021 | Heating Zone 3 | Other | Wall | R-5 to R-11 | Resistance | 1.2 | 3.3884
CHVEN21010 | Heating Zone 1 | Other | Wall | R-5 to R-19 | Heat Pump | 1.1 | 2.2726 | Heating Zone 1 | Other | Wall | R-5 to R-19 | Heat Pump | 2.2726 | 1.1
CHVEN21022 | Heating Zone 1 | Other | Wall | R-5 to R-19 | Resistance | 1.1 | 2.6489 | Heating Zone 1 | Other | Wall | R-5 to R-19 | Resistance | 2.6489 | 1.1
CHVEN21011 | Heating Zone 2 | Other | Wall | R-5 to R-19 | Heat Pump | 1.4 | 3.1747 | Heating Zone 2/3 | Other | Wall | R-5 to R-19 | Heat Pump | 3.4086 | 1.4
CHVEN21023 | Heating Zone 2 | Other | Wall | R-5 to R-19 | Resistance | 1.4 | 6.0281 | Heating Zone 2/3 | Other | Wall | R-5 to R-19 | Resistance | 6.0408 | 1.4
CHVEN21012 | Heating Zone 3 | Other | Wall | R-5 to R-19 | Heat Pump | 1.5 | 4.0411
CHVEN21024 | Heating Zone 3 | Other | Wall | R-5 to R-19 | Resistance | 1.5 | 6.0752
CHVEN20953 | Heating Zone 1 | Restaurant | Attic or Roof | R-5 to R-19 | Heat Pump | 1.75 | 3.1049 | Heating Zone 1 | Restaurant | Attic or Roof | R-5 and Above | Heat Pump | 3.1572 | 1.8
CHVEN20965 | Heating Zone 1 | Restaurant | Attic or Roof | R-5 to R-19 | Resistance | 1.75 | 4.0459 | Heating Zone 1 | Restaurant | Attic or Roof | R-5 and Above | Resistance | 4.2422 | 1.8
CHVEN20954 | Heating Zone 2 | Restaurant | Attic or Roof | R-5 to R-19 | Heat Pump | 2 | 3.549 | Heating Zone 2/3 | Restaurant | Attic or Roof | R-5 and Above | Heat Pump | 2.0638 | 2.1
CHVEN20966 | Heating Zone 2 | Restaurant | Attic or Roof | R-5 to R-19 | Resistance | 2 | 5.0549 | Heating Zone 2/3 | Restaurant | Attic or Roof | R-5 and Above | Resistance | 2.7677 | 2.1
CHVEN20955 | Heating Zone 3 | Restaurant | Attic or Roof | R-5 to R-19 | Heat Pump | 2.5 | 4.0078
CHVEN20967 | Heating Zone 3 | Restaurant | Attic or Roof | R-5 to R-19 | Resistance | 2.5 | 5.2611
CHVEN21169 | Heating Zone 1 | Restaurant | Attic or Roof | R-5 to R-30 | Heat Pump | 1.8 | 3.1942
CHVEN21170 | Heating Zone 1 | Restaurant | Attic or Roof | R-5 to R-30 | Resistance | 1.8 | 4.2702
CHVEN21171 | Heating Zone 2 | Restaurant | Attic or Roof | R-5 to R-30 | Heat Pump | 2.1 | 4.0177
CHVEN21172 | Heating Zone 2 | Restaurant | Attic or Roof | R-5 to R-30 | Resistance | 2.1 | 5.4591
CHVEN21173 | Heating Zone 3 | Restaurant | Attic or Roof | R-5 to R-30 | Heat Pump | 2.6 | 4.2985
CHVEN21174 | Heating Zone 3 | Restaurant | Attic or Roof | R-5 to R-30 | Resistance | 2.6 | 5.7368
CHVEN20956 | Heating Zone 1 | Restaurant | Attic or Roof | R-5 to R-49 | Heat Pump | 1.9 | 3.1725
CHVEN20968 | Heating Zone 1 | Restaurant | Attic or Roof | R-5 to R-49 | Resistance | 1.9 | 4.4106
CHVEN20957 | Heating Zone 2 | Restaurant | Attic or Roof | R-5 to R-49 | Heat Pump | 2.2 | 4.6333
CHVEN20969 | Heating Zone 2 | Restaurant | Attic or Roof | R-5 to R-49 | Resistance | 2.2 | 5.8587
CHVEN20958 | Heating Zone 3 | Restaurant | Attic or Roof | R-5 to R-49 | Heat Pump | 2.8 | 4.5705
CHVEN20970 | Heating Zone 3 | Restaurant | Attic or Roof | R-5 to R-49 | Resistance | 2.8 | 6.2408
CHVEN20959 | Heating Zone 1 | Restaurant | Wall | R-5 to R-11 | Heat Pump | 0.8 | 0.73679 | Heating Zone 1 | Restaurant | Wall | R-5 to R-11 | Heat Pump | 0.73679 | 0.8
CHVEN20971 | Heating Zone 1 | Restaurant | Wall | R-5 to R-11 | Resistance | 0.8 | 0.70964 | Heating Zone 1 | Restaurant | Wall | R-5 to R-11 | Resistance | 0.70964 | 0.8
CHVEN20960 | Heating Zone 2 | Restaurant | Wall | R-5 to R-11 | Heat Pump | 1.1 | 0.94286 | Heating Zone 2/3 | Restaurant | Wall | R-5 to R-11 | Heat Pump | 0.95338 | 1.1
CHVEN20972 | Heating Zone 2 | Restaurant | Wall | R-5 to R-11 | Resistance | 1.1 | 1.3318 | Heating Zone 2/3 | Restaurant | Wall | R-5 to R-11 | Resistance | 1.3063 | 1.1
CHVEN20961 | Heating Zone 3 | Restaurant | Wall | R-5 to R-11 | Heat Pump | 1.2 | 0.98183
CHVEN20973 | Heating Zone 3 | Restaurant | Wall | R-5 to R-11 | Resistance | 1.2 | 1.2374
CHVEN20962 | Heating Zone 1 | Restaurant | Wall | R-5 to R-19 | Heat Pump | 1.1 | 0.79606 | Heating Zone 1 | Restaurant | Wall | R-5 to R-19 | Heat Pump | 0.79606 | 1.1
CHVEN20974 | Heating Zone 1 | Restaurant | Wall | R-5 to R-19 | Resistance | 1.1 | 0.9296 | Heating Zone 1 | Restaurant | Wall | R-5 to R-19 | Resistance | 0.9296 | 1.1
CHVEN20963 | Heating Zone 2 | Restaurant | Wall | R-5 to R-19 | Heat Pump | 1.4 | 1.1703 | Heating Zone 2/3 | Restaurant | Wall | R-5 to R-19 | Heat Pump | 1.2882 | 1.4
CHVEN20975 | Heating Zone 2 | Restaurant | Wall | R-5 to R-19 | Resistance | 1.4 | 2.2307 | Heating Zone 2/3 | Restaurant | Wall | R-5 to R-19 | Resistance | 2.2837 | 1.4
CHVEN20964 | Heating Zone 3 | Restaurant | Wall | R-5 to R-19 | Heat Pump | 1.5 | 1.6071
CHVEN20976 | Heating Zone 3 | Restaurant | Wall | R-5 to R-19 | Resistance | 1.5 | 2.4269
CHVEN21193 | Heating Zone 1 | School K-12 | Attic or Roof | R-5 to R-19 | Heat Pump | 1.75 | 5.98 | Heating Zone 1 | School K-12 | Attic or Roof | R-5 and Above | Heat Pump | 6.2967 | 1.8
CHVEN21198 | Heating Zone 1 | School K-12 | Attic or Roof | R-5 to R-19 | Resistance | 1.75 | 7.75 | Heating Zone 1 | School K-12 | Attic or Roof | R-5 and Above | Resistance | 8.1667 | 1.8
CHVEN21203 | Heating Zone 2 | School K-12 | Attic or Roof | R-5 to R-19 | Heat Pump | 2 | 8.31 | Heating Zone 2/3 | School K-12 | Attic or Roof | R-5 and Above | Heat Pump | 4.5834 | 2.1
CHVEN21208 | Heating Zone 2 | School K-12 | Attic or Roof | R-5 to R-19 | Resistance | 2 | 10.51 | Heating Zone 2/3 | School K-12 | Attic or Roof | R-5 and Above | Resistance | 5.7793 | 2.1
CHVEN21213 | Heating Zone 3 | School K-12 | Attic or Roof | R-5 to R-19 | Heat Pump | 2.5 | 9.72
CHVEN21218 | Heating Zone 3 | School K-12 | Attic or Roof | R-5 to R-19 | Resistance | 2.5 | 12.16
CHVEN21194 | Heating Zone 1 | School K-12 | Attic or Roof | R-5 to R-30 | Heat Pump | 1.8 | 6.33
CHVEN21199 | Heating Zone 1 | School K-12 | Attic or Roof | R-5 to R-30 | Resistance | 1.8 | 8.21
CHVEN21204 | Heating Zone 2 | School K-12 | Attic or Roof | R-5 to R-30 | Heat Pump | 2.1 | 8.8
CHVEN21209 | Heating Zone 2 | School K-12 | Attic or Roof | R-5 to R-30 | Resistance | 2.1 | 11.14
CHVEN21214 | Heating Zone 3 | School K-12 | Attic or Roof | R-5 to R-30 | Heat Pump | 2.6 | 10.32
CHVEN21219 | Heating Zone 3 | School K-12 | Attic or Roof | R-5 to R-30 | Resistance | 2.6 | 12.91
CHVEN21195 | Heating Zone 1 | School K-12 | Attic or Roof | R-5 to R-49 | Heat Pump | 1.9 | 6.58
CHVEN21200 | Heating Zone 1 | School K-12 | Attic or Roof | R-5 to R-49 | Resistance | 1.9 | 8.54
CHVEN21205 | Heating Zone 2 | School K-12 | Attic or Roof | R-5 to R-49 | Heat Pump | 2.2 | 9.17
CHVEN21210 | Heating Zone 2 | School K-12 | Attic or Roof | R-5 to R-49 | Resistance | 2.2 | 11.6
CHVEN21215 | Heating Zone 3 | School K-12 | Attic or Roof | R-5 to R-49 | Heat Pump | 2.8 | 10.76
CHVEN21220 | Heating Zone 3 | School K-12 | Attic or Roof | R-5 to R-49 | Resistance | 2.8 | 13.46
CHVEN21196 | Heating Zone 1 | School K-12 | Wall | R-5 to R-11 | Heat Pump | 0.8 | 3.14 | Heating Zone 1 | School K-12 | Wall | R-5 to R-11 | Heat Pump | 3.14 | 0.8
CHVEN21201 | Heating Zone 1 | School K-12 | Wall | R-5 to R-11 | Resistance | 0.8 | 4.08 | Heating Zone 1 | School K-12 | Wall | R-5 to R-11 | Resistance | 4.08 | 0.8
CHVEN21206 | Heating Zone 2 | School K-12 | Wall | R-5 to R-11 | Heat Pump | 1.1 | 4.39 | Heating Zone 2/3 | School K-12 | Wall | R-5 to R-11 | Heat Pump | 4.5763 | 1.1
CHVEN21211 | Heating Zone 2 | School K-12 | Wall | R-5 to R-11 | Resistance | 1.1 | 5.56 | Heating Zone 2/3 | School K-12 | Wall | R-5 to R-11 | Resistance | 5.776 | 1.1
CHVEN21216 | Heating Zone 3 | School K-12 | Wall | R-5 to R-11 | Heat Pump | 1.2 | 5.08
CHVEN21221 | Heating Zone 3 | School K-12 | Wall | R-5 to R-11 | Resistance | 1.2 | 6.36
CHVEN21197 | Heating Zone 1 | School K-12 | Wall | R-5 to R-19 | Heat Pump | 1.1 | 3.53 | Heating Zone 1 | School K-12 | Wall | R-5 to R-19 | Heat Pump | 3.53 | 1.1
CHVEN21202 | Heating Zone 1 | School K-12 | Wall | R-5 to R-19 | Resistance | 1.1 | 4.58 | Heating Zone 1 | School K-12 | Wall | R-5 to R-19 | Resistance | 4.58 | 1.1
CHVEN21207 | Heating Zone 2 | School K-12 | Wall | R-5 to R-19 | Heat Pump | 1.4 | 4.94 | Heating Zone 2/3 | School K-12 | Wall | R-5 to R-19 | Heat Pump | 5.156 | 1.4
CHVEN21212 | Heating Zone 2 | School K-12 | Wall | R-5 to R-19 | Resistance | 1.4 | 6.26 | Heating Zone 2/3 | School K-12 | Wall | R-5 to R-19 | Resistance | 6.5084 | 1.4
CHVEN21217 | Heating Zone 3 | School K-12 | Wall | R-5 to R-19 | Heat Pump | 1.5 | 5.74
CHVEN21222 | Heating Zone 3 | School K-12 | Wall | R-5 to R-19 | Resistance | 1.5 | 7.18
CHVEN21073 | Heating Zone 1 | Small Office <5,000 sq ft | Attic or Roof | R-5 to R-19 | Heat Pump | 1.75 | 3.2837 | Heating Zone 1 | Small Office <5,000 sq ft | Attic or Roof | R-5 and Above | Heat Pump | 3.2733 | 1.8
CHVEN21085 | Heating Zone 1 | Small Office <5,000 sq ft | Attic or Roof | R-5 to R-19 | Resistance | 1.75 | 4.2855 | Heating Zone 1 | Small Office <5,000 sq ft | Attic or Roof | R-5 and Above | Resistance | 4.396 | 1.8
CHVEN21074 | Heating Zone 2 | Small Office <5,000 sq ft | Attic or Roof | R-5 to R-19 | Heat Pump | 2 | 3.9567 | Heating Zone 2/3 | Small Office <5,000 sq ft | Attic or Roof | R-5 and Above | Heat Pump | 2.2125 | 2.1
CHVEN21086 | Heating Zone 2 | Small Office <5,000 sq ft | Attic or Roof | R-5 to R-19 | Resistance | 2 | 5.6277 | Heating Zone 2/3 | Small Office <5,000 sq ft | Attic or Roof | R-5 and Above | Resistance | 2.9679 | 2.1
CHVEN21075 | Heating Zone 3 | Small Office <5,000 sq ft | Attic or Roof | R-5 to R-19 | Heat Pump | 2.5 | 4.3254
CHVEN21087 | Heating Zone 3 | Small Office <5,000 sq ft | Attic or Roof | R-5 to R-19 | Resistance | 2.5 | 5.6852
CHVEN21229 | Heating Zone 1 | Small Office <5,000 sq ft | Attic or Roof | R-5 to R-30 | Heat Pump | 1.8 | 3.3207
CHVEN21230 | Heating Zone 1 | Small Office <5,000 sq ft | Attic or Roof | R-5 to R-30 | Resistance | 1.8 | 4.4387
CHVEN21231 | Heating Zone 2 | Small Office <5,000 sq ft | Attic or Roof | R-5 to R-30 | Heat Pump | 2.1 | 4.3699
CHVEN21232 | Heating Zone 2 | Small Office <5,000 sq ft | Attic or Roof | R-5 to R-30 | Resistance | 2.1 | 5.9382
CHVEN21233 | Heating Zone 3 | Small Office <5,000 sq ft | Attic or Roof | R-5 to R-30 | Heat Pump | 2.6 | 4.5423
CHVEN21234 | Heating Zone 3 | Small Office <5,000 sq ft | Attic or Roof | R-5 to R-30 | Resistance | 2.6 | 6.0623
CHVEN21076 | Heating Zone 1 | Small Office <5,000 sq ft | Attic or Roof | R-5 to R-49 | Heat Pump | 1.9 | 3.2155
CHVEN21088 | Heating Zone 1 | Small Office <5,000 sq ft | Attic or Roof | R-5 to R-49 | Resistance | 1.9 | 4.4637
CHVEN21077 | Heating Zone 2 | Small Office <5,000 sq ft | Attic or Roof | R-5 to R-49 | Heat Pump | 2.2 | 4.85
CHVEN21089 | Heating Zone 2 | Small Office <5,000 sq ft | Attic or Roof | R-5 to R-49 | Resistance | 2.2 | 6.1256
CHVEN21078 | Heating Zone 3 | Small Office <5,000 sq ft | Attic or Roof | R-5 to R-49 | Heat Pump | 2.8 | 4.673
CHVEN21090 | Heating Zone 3 | Small Office <5,000 sq ft | Attic or Roof | R-5 to R-49 | Resistance | 2.8 | 6.3742
CHVEN21079 | Heating Zone 1 | Small Office <5,000 sq ft | Wall | R-5 to R-11 | Heat Pump | 0.8 | 1.1137 | Heating Zone 1 | Small Office <5,000 sq ft | Wall | R-5 to R-11 | Heat Pump | 1.1137 | 0.8
CHVEN21091 | Heating Zone 1 | Small Office <5,000 sq ft | Wall | R-5 to R-11 | Resistance | 0.8 | 1.0755 | Heating Zone 1 | Small Office <5,000 sq ft | Wall | R-5 to R-11 | Resistance | 1.0755 | 0.8
CHVEN21080 | Heating Zone 2 | Small Office <5,000 sq ft | Wall | R-5 to R-11 | Heat Pump | 1.1 | 1.5022 | Heating Zone 2/3 | Small Office <5,000 sq ft | Wall | R-5 to R-11 | Heat Pump | 1.47 | 1.1
CHVEN21092 | Heating Zone 2 | Small Office <5,000 sq ft | Wall | R-5 to R-11 | Resistance | 1.1 | 2.1339 | Heating Zone 2/3 | Small Office <5,000 sq ft | Wall | R-5 to R-11 | Resistance | 2.0292 | 1.1
CHVEN21081 | Heating Zone 3 | Small Office <5,000 sq ft | Wall | R-5 to R-11 | Heat Pump | 1.2 | 1.3829
CHVEN21093 | Heating Zone 3 | Small Office <5,000 sq ft | Wall | R-5 to R-11 | Resistance | 1.2 | 1.7462
CHVEN21082 | Heating Zone 1 | Small Office <5,000 sq ft | Wall | R-5 to R-19 | Heat Pump | 1.1 | 1.1556 | Heating Zone 1 | Small Office <5,000 sq ft | Wall | R-5 to R-19 | Heat Pump | 1.1556 | 1.1
CHVEN21094 | Heating Zone 1 | Small Office <5,000 sq ft | Wall | R-5 to R-19 | Resistance | 1.1 | 1.3494 | Heating Zone 1 | Small Office <5,000 sq ft | Wall | R-5 to R-19 | Resistance | 1.3494 | 1.1
CHVEN21083 | Heating Zone 2 | Small Office <5,000 sq ft | Wall | R-5 to R-19 | Heat Pump | 1.4 | 1.7622 | Heating Zone 2/3 | Small Office <5,000 sq ft | Wall | R-5 to R-19 | Heat Pump | 1.893 | 1.4
CHVEN21095 | Heating Zone 2 | Small Office <5,000 sq ft | Wall | R-5 to R-19 | Resistance | 1.4 | 3.3376 | Heating Zone 2/3 | Small Office <5,000 sq ft | Wall | R-5 to R-19 | Resistance | 3.3496 | 1.4
CHVEN21084 | Heating Zone 3 | Small Office <5,000 sq ft | Wall | R-5 to R-19 | Heat Pump | 1.5 | 2.2468
CHVEN21096 | Heating Zone 3 | Small Office <5,000 sq ft | Wall | R-5 to R-19 | Resistance | 1.5 | 3.3821
CHVEN21145 | Heating Zone 1 | Warehouse | Attic or Roof | R-5 to R-19 | Heat Pump | 1.75 | 1.3493 | Heating Zone 1 | Warehouse | Attic or Roof | R-5 and Above | Heat Pump | 1.3236 | 1.8
CHVEN21157 | Heating Zone 1 | Warehouse | Attic or Roof | R-5 to R-19 | Resistance | 1.75 | 1.748 | Heating Zone 1 | Warehouse | Attic or Roof | R-5 and Above | Resistance | 1.7754 | 1.8
CHVEN21146 | Heating Zone 2 | Warehouse | Attic or Roof | R-5 to R-19 | Heat Pump | 2 | 2.2049 | Heating Zone 2/3 | Warehouse | Attic or Roof | R-5 and Above | Heat Pump | 1.2465 | 2.1
CHVEN21158 | Heating Zone 2 | Warehouse | Attic or Roof | R-5 to R-19 | Resistance | 2 | 3.136 | Heating Zone 2/3 | Warehouse | Attic or Roof | R-5 and Above | Resistance | 1.674 | 2.1
CHVEN21147 | Heating Zone 3 | Warehouse | Attic or Roof | R-5 to R-19 | Heat Pump | 2.5 | 2.571
CHVEN21159 | Heating Zone 3 | Warehouse | Attic or Roof | R-5 to R-19 | Resistance | 2.5 | 3.3793
CHVEN21247 | Heating Zone 1 | Warehouse | Attic or Roof | R-5 to R-30 | Heat Pump | 1.8 | 1.3441
CHVEN21248 | Heating Zone 1 | Warehouse | Attic or Roof | R-5 to R-30 | Resistance | 1.8 | 1.798
CHVEN21249 | Heating Zone 2 | Warehouse | Attic or Roof | R-5 to R-30 | Heat Pump | 2.1 | 2.417
CHVEN21250 | Heating Zone 2 | Warehouse | Attic or Roof | R-5 to R-30 | Resistance | 2.1 | 3.2958
CHVEN21251 | Heating Zone 3 | Warehouse | Attic or Roof | R-5 to R-30 | Heat Pump | 2.6 | 2.6827
CHVEN21252 | Heating Zone 3 | Warehouse | Attic or Roof | R-5 to R-30 | Resistance | 2.6 | 3.5804
CHVEN21148 | Heating Zone 1 | Warehouse | Attic or Roof | R-5 to R-49 | Heat Pump | 1.9 | 1.2776
CHVEN21160 | Heating Zone 1 | Warehouse | Attic or Roof | R-5 to R-49 | Resistance | 1.9 | 1.7802
CHVEN21149 | Heating Zone 2 | Warehouse | Attic or Roof | R-5 to R-49 | Heat Pump | 2.2 | 2.6667
CHVEN21161 | Heating Zone 2 | Warehouse | Attic or Roof | R-5 to R-49 | Resistance | 2.2 | 3.3719
CHVEN21150 | Heating Zone 3 | Warehouse | Attic or Roof | R-5 to R-49 | Heat Pump | 2.8 | 2.7393
CHVEN21162 | Heating Zone 3 | Warehouse | Attic or Roof | R-5 to R-49 | Resistance | 2.8 | 3.7338
CHVEN21151 | Heating Zone 1 | Warehouse | Wall | R-5 to R-11 | Heat Pump | 0.8 | 7.3679 | Heating Zone 1 | Warehouse | Wall | R-5 to R-11 | Heat Pump | 7.3679 | 0.8
CHVEN21163 | Heating Zone 1 | Warehouse | Wall | R-5 to R-11 | Resistance | 0.8 | 7.1518 | Heating Zone 1 | Warehouse | Wall | R-5 to R-11 | Resistance | 7.1518 | 0.8
CHVEN21152 | Heating Zone 2 | Warehouse | Wall | R-5 to R-11 | Heat Pump | 1.1 | 10.8668 | Heating Zone 2/3 | Warehouse | Wall | R-5 to R-11 | Heat Pump | 10.8339 | 1.1
CHVEN21164 | Heating Zone 2 | Warehouse | Wall | R-5 to R-11 | Resistance | 1.1 | 15.4215 | Heating Zone 2/3 | Warehouse | Wall | R-5 to R-11 | Resistance | 14.8953 | 1.1
CHVEN21153 | Heating Zone 3 | Warehouse | Wall | R-5 to R-11 | Heat Pump | 1.2 | 10.7448
CHVEN21165 | Heating Zone 3 | Warehouse | Wall | R-5 to R-11 | Resistance | 1.2 | 13.4726
CHVEN21154 | Heating Zone 1 | Warehouse | Wall | R-5 to R-19 | Heat Pump | 1.1 | 5.9576 | Heating Zone 1 | Warehouse | Wall | R-5 to R-19 | Heat Pump | 5.9576 | 1.1
CHVEN21166 | Heating Zone 1 | Warehouse | Wall | R-5 to R-19 | Resistance | 1.1 | 6.967 | Heating Zone 1 | Warehouse | Wall | R-5 to R-19 | Resistance | 6.967 | 1.1
CHVEN21155 | Heating Zone 2 | Warehouse | Wall | R-5 to R-19 | Heat Pump | 1.4 | 9.8603 | Heating Zone 2/3 | Warehouse | Wall | R-5 to R-19 | Heat Pump | 10.7367 | 1.4
CHVEN21167 | Heating Zone 2 | Warehouse | Wall | R-5 to R-19 | Resistance | 1.4 | 18.7315 | Heating Zone 2/3 | Warehouse | Wall | R-5 to R-19 | Resistance | 19.0007 | 1.4
CHVEN21156 | Heating Zone 3 | Warehouse | Wall | R-5 to R-19 | Heat Pump | 1.5 | 13.1062
CHVEN21168 | Heating Zone 3 | Warehouse | Wall | R-5 to R-19 | Resistance | 1.5 | 19.7287

## Commercial Windows Changes
The number of Commercial Window REFNOs are being reduced slightly by weighting the Heating Zone 2 and Heating Zone 3 refnos together.
UES Reference Number | Heating Zone | Measure Name | Annual Savings @ Site (kwh/yr) | UES Reference Number | Heating Zone | Measure Name | Annual Savings @ Site (kwh/yr)
CHVEN20031 | Heating Zone 1 | Windows Electric Zonal or Forced Air Furnace | 23.5046 | CHVEN20031 | Heating Zone 1 | Windows Electric Zonal or Forced Air Furnace | 23.5046
CHVEN20032 | Heating Zone 2 | Windows Electric Zonal or Forced Air Furnace | 38.3659 | TBD | Heating Zone 2/3 | Windows Electric Zonal or Forced Air Furnace | 38.281
CHVEN20033 | Heating Zone 3 | Windows Electric Zonal or Forced Air Furnace | 38.0515
CHVEN20034 | Heating Zone 1 | Windows Air-source Heat Pump | 22.1402 | CHVEN20034 | Heating Zone 1 | Windows Air-source Heat Pump | 22.1402
CHVEN20035 | Heating Zone 2 | Windows Air-source Heat Pump | 31.1767 | TBD | Heating Zone 2/3 | Windows Air-source Heat Pump | 31.8324
CHVEN20036 | Heating Zone 3 | Windows Air-source Heat Pump | 33.6052

## Commercial Thermostat Changes
The Commercial Connected Thermostat measures are combining the Verification savings with the Initial Install measure, per the RTF's savings methodology, to have just one refno for each heating type. The payment for thermostats controlling electric heating equipment will increase.
UES Reference Number | Measure Name | Annual Savings @ Site (kwh/yr) | Payment | UES Reference Number | Measure Name | Annual Savings @ Site (kwh/yr) | Payment
CHVHC20891 | Thermostats Connected Initial Install Electric Heat | 905.5127 | 150 | CHVHC20891 | Thermostats Connected Electric Heat | 1131.8569 | Increasing
CHVHC20893 | Thermostats Connected Verification #1 Electric Heat | 226.3442
CHVHC20894 | Thermostats Connected Verification #2 Electric Heat | 226.3442
CHVHC20895 | Thermostats Connected Verification #3 Electric Heat | 226.3442
CHVHC20896 | Thermostats Connected Verification #4 Electric Heat | 226.3442
CHVHC20892 | Thermostats Connected Initial Install Gas Heat | 281.6527 | 150 | CHVHC20892 | Thermostats Connected Gas Heat | 352.0553 | No Change
CHVHC20897 | Thermostats Connected Verification #1 Gas Heat | 70.4026
CHVHC20898 | Thermostats Connected Verification #2 Gas Heat | 70.4026
CHVHC20899 | Thermostats Connected Verification #3 Gas Heat | 70.4026
CHVHC20900 | Thermostats Connected Verification #4 Gas Heat | 70.4026

## Industrial PTS Changes
The Industrial Performance Tracking systems measures are combining the Maintenance payment with the Initial Install measure payment.
UES Reference Number | Measure Name | Annual Savings @ Site (kwh/yr) | Payment ($/unit) | UES Reference Number | Measure Name | Annual Savings @ Site (kwh/yr) | Payment ($/unit)
IWBWB30143 | Energy Management Systems/System Controls Performance Tracking Systems Initial Installation | 0 | 15000 | IWBWB30143 | Energy Management Systems/System Controls Performance Tracking Systems | 0 | 25000
IWBWB30144 | Energy Management Systems/System Controls Performance Tracking Systems Maintenance | 0 | 10000

## Onion Potato Shed Changes
The Industrial Potato/Onion Shed VFD measure is being restructured to purely a "per horsepower" measure rather than splitting out the measure applications by specific horsepower levels.
UES Reference Number | Heating Zone | Cooling Zone | Sector | End Use | Category | Technology/Activity/Practice | Key Characteristics 1 | Key Characteristics 2 | Payment ($/unit) | Annual Savings @ Site (kwh/yr) | Technology/Activity/Practice | Key Characteristics 1 | Key Characteristics 2 | site savings | Payment
IMDMC30056 | All Heating Zones | All Cooling Zones | Industrial | Motors/Drives | Motors/Drives Controls | Motors/Drives Control Improvements (VFD) | Potato/Onion Shed | Horsepower 10 | 2000 | 11927 | Motors/Drives Control Improvements (VFD) | Potato/Onion Shed | per horsepower | 1192.7 | 200
IMDMC30057 | All Heating Zones | All Cooling Zones | Industrial | Motors/Drives | Motors/Drives Controls | Motors/Drives Control Improvements (VFD) | Potato/Onion Shed | Horsepower 15 | 3000 | 17891
IMDMC30058 | All Heating Zones | All Cooling Zones | Industrial | Motors/Drives | Motors/Drives Controls | Motors/Drives Control Improvements (VFD) | Potato/Onion Shed | Horsepower 20 | 4000 | 23854
IMDMC30059 | All Heating Zones | All Cooling Zones | Industrial | Motors/Drives | Motors/Drives Controls | Motors/Drives Control Improvements (VFD) | Potato/Onion Shed | Horsepower 25 | 5000 | 29818
IMDMC30060 | All Heating Zones | All Cooling Zones | Industrial | Motors/Drives | Motors/Drives Controls | Motors/Drives Control Improvements (VFD) | Potato/Onion Shed | Horsepower 30 | 6000 | 35781
IMDMC30061 | All Heating Zones | All Cooling Zones | Industrial | Motors/Drives | Motors/Drives Controls | Motors/Drives Control Improvements (VFD) | Potato/Onion Shed | Horsepower 35 | 7000 | 41745
IMDMC30062 | All Heating Zones | All Cooling Zones | Industrial | Motors/Drives | Motors/Drives Controls | Motors/Drives Control Improvements (VFD) | Potato/Onion Shed | Horsepower 40 | 8000 | 47708
IMDMC30063 | All Heating Zones | All Cooling Zones | Industrial | Motors/Drives | Motors/Drives Controls | Motors/Drives Control Improvements (VFD) | Potato/Onion Shed | Horsepower 45 | 9000 | 53672
IMDMC30064 | All Heating Zones | All Cooling Zones | Industrial | Motors/Drives | Motors/Drives Controls | Motors/Drives Control Improvements (VFD) | Potato/Onion Shed | Horsepower 50 | 10000 | 59635
IMDMC30065 | All Heating Zones | All Cooling Zones | Industrial | Motors/Drives | Motors/Drives Controls | Motors/Drives Control Improvements (VFD) | Potato/Onion Shed | Horsepower 55 | 11000 | 65599
IMDMC30066 | All Heating Zones | All Cooling Zones | Industrial | Motors/Drives | Motors/Drives Controls | Motors/Drives Control Improvements (VFD) | Potato/Onion Shed | Horsepower 60 | 12000 | 71562
IMDMC30067 | All Heating Zones | All Cooling Zones | Industrial | Motors/Drives | Motors/Drives Controls | Motors/Drives Control Improvements (VFD) | Potato/Onion Shed | Horsepower 65 | 13000 | 77526
IMDMC30068 | All Heating Zones | All Cooling Zones | Industrial | Motors/Drives | Motors/Drives Controls | Motors/Drives Control Improvements (VFD) | Potato/Onion Shed | Horsepower 70 | 14000 | 83489
IMDMC30069 | All Heating Zones | All Cooling Zones | Industrial | Motors/Drives | Motors/Drives Controls | Motors/Drives Control Improvements (VFD) | Potato/Onion Shed | Horsepower 75 | 15000 | 89453
IMDMC30070 | All Heating Zones | All Cooling Zones | Industrial | Motors/Drives | Motors/Drives Controls | Motors/Drives Control Improvements (VFD) | Potato/Onion Shed | Horsepower 80 | 16000 | 95416
IMDMC30071 | All Heating Zones | All Cooling Zones | Industrial | Motors/Drives | Motors/Drives Controls | Motors/Drives Control Improvements (VFD) | Potato/Onion Shed | Horsepower 85 | 17000 | 101380
IMDMC30072 | All Heating Zones | All Cooling Zones | Industrial | Motors/Drives | Motors/Drives Controls | Motors/Drives Control Improvements (VFD) | Potato/Onion Shed | Horsepower 90 | 18000 | 107343
IMDMC30073 | All Heating Zones | All Cooling Zones | Industrial | Motors/Drives | Motors/Drives Controls | Motors/Drives Control Improvements (VFD) | Potato/Onion Shed | Horsepower 95 | 19000 | 113307
IMDMC30074 | All Heating Zones | All Cooling Zones | Industrial | Motors/Drives | Motors/Drives Controls | Motors/Drives Control Improvements (VFD) | Potato/Onion Shed | Horsepower 100 | 20000 | 119270
IMDMC30075 | All Heating Zones | All Cooling Zones | Industrial | Motors/Drives | Motors/Drives Controls | Motors/Drives Control Improvements (VFD) | Potato/Onion Shed | Horsepower 110 | 22000 | 131197
IMDMC30076 | All Heating Zones | All Cooling Zones | Industrial | Motors/Drives | Motors/Drives Controls | Motors/Drives Control Improvements (VFD) | Potato/Onion Shed | Horsepower 120 | 24000 | 143124
IMDMC30077 | All Heating Zones | All Cooling Zones | Industrial | Motors/Drives | Motors/Drives Controls | Motors/Drives Control Improvements (VFD) | Potato/Onion Shed | Horsepower 125 | 25000 | 149088
IMDMC30078 | All Heating Zones | All Cooling Zones | Industrial | Motors/Drives | Motors/Drives Controls | Motors/Drives Control Improvements (VFD) | Potato/Onion Shed | Horsepower 130 | 26000 | 155051
IMDMC30079 | All Heating Zones | All Cooling Zones | Industrial | Motors/Drives | Motors/Drives Controls | Motors/Drives Control Improvements (VFD) | Potato/Onion Shed | Horsepower 140 | 28000 | 166978
IMDMC30080 | All Heating Zones | All Cooling Zones | Industrial | Motors/Drives | Motors/Drives Controls | Motors/Drives Control Improvements (VFD) | Potato/Onion Shed | Horsepower 150 | 30000 | 178905
IMDMC30081 | All Heating Zones | All Cooling Zones | Industrial | Motors/Drives | Motors/Drives Controls | Motors/Drives Control Improvements (VFD) | Potato/Onion Shed | Horsepower 160 | 32000 | 190832
IMDMC30082 | All Heating Zones | All Cooling Zones | Industrial | Motors/Drives | Motors/Drives Controls | Motors/Drives Control Improvements (VFD) | Potato/Onion Shed | Horsepower 170 | 34000 | 202759
IMDMC30083 | All Heating Zones | All Cooling Zones | Industrial | Motors/Drives | Motors/Drives Controls | Motors/Drives Control Improvements (VFD) | Potato/Onion Shed | Horsepower 180 | 36000 | 214686
IMDMC30084 | All Heating Zones | All Cooling Zones | Industrial | Motors/Drives | Motors/Drives Controls | Motors/Drives Control Improvements (VFD) | Potato/Onion Shed | Horsepower 190 | 38000 | 226613
IMDMC30085 | All Heating Zones | All Cooling Zones | Industrial | Motors/Drives | Motors/Drives Controls | Motors/Drives Control Improvements (VFD) | Potato/Onion Shed | Horsepower 200 | 40000 | 238540
IMDMC30086 | All Heating Zones | All Cooling Zones | Industrial | Motors/Drives | Motors/Drives Controls | Motors/Drives Control Improvements (VFD) | Potato/Onion Shed | Horsepower 210 | 42000 | 250467
IMDMC30087 | All Heating Zones | All Cooling Zones | Industrial | Motors/Drives | Motors/Drives Controls | Motors/Drives Control Improvements (VFD) | Potato/Onion Shed | Horsepower 220 | 44000 | 262394
IMDMC30088 | All Heating Zones | All Cooling Zones | Industrial | Motors/Drives | Motors/Drives Controls | Motors/Drives Control Improvements (VFD) | Potato/Onion Shed | Horsepower 230 | 46000 | 274321
IMDMC30089 | All Heating Zones | All Cooling Zones | Industrial | Motors/Drives | Motors/Drives Controls | Motors/Drives Control Improvements (VFD) | Potato/Onion Shed | Horsepower 240 | 48000 | 286248
IMDMC30090 | All Heating Zones | All Cooling Zones | Industrial | Motors/Drives | Motors/Drives Controls | Motors/Drives Control Improvements (VFD) | Potato/Onion Shed | Horsepower 250 | 50000 | 298175
IMDMC30091 | All Heating Zones | All Cooling Zones | Industrial | Motors/Drives | Motors/Drives Controls | Motors/Drives Control Improvements (VFD) | Potato/Onion Shed | Horsepower 300 | 60000 | 357810
IMDMC30092 | All Heating Zones | All Cooling Zones | Industrial | Motors/Drives | Motors/Drives Controls | Motors/Drives Control Improvements (VFD) | Potato/Onion Shed | Horsepower 350 | 70000 | 417445
IMDMC30093 | All Heating Zones | All Cooling Zones | Industrial | Motors/Drives | Motors/Drives Controls | Motors/Drives Control Improvements (VFD) | Potato/Onion Shed | Horsepower 400 | 80000 | 477080
IMDMC30094 | All Heating Zones | All Cooling Zones | Industrial | Motors/Drives | Motors/Drives Controls | Motors/Drives Control Improvements (VFD) | Potato/Onion Shed | Horsepower 450 | 90000 | 536715
IMDMC30095 | All Heating Zones | All Cooling Zones | Industrial | Motors/Drives | Motors/Drives Controls | Motors/Drives Control Improvements (VFD) | Potato/Onion Shed | Horsepower 500 | 100000 | 596350