## Project Information
Project Information |  |  |  | 22 Fields still need to be Entered | these will be deleted
Are you Submitting a Proposal? | Yes
| Input or Select Dropdown |  |  | Example Entry and Format | data type | validation
Project Name |  | <<< | Required | Comm Center #5 - Pump Improvement | alpha/numeric
Serving Utility |  | <<< | Required | Power Utility Plus | check against EEC utility list
Company Name |  | <<< | Required | ACME Manufacturing | alpha/numeric
Company Mailing Address |  | <<< | Required | P.O. Box 5000 (Corporate HQ) | alpha/numeric
Company City |  | <<< | Required | Metro City | alpha/numeric
Company State |  | <<< | Required | OR | alpha | drop down
Company ZIP |  | <<< | Required | 94596 | numeric | 5 digits
Facility Street Address |  | <<< | Required | 123 Main Street | alpha/numeric
Facility City |  | <<< | Required | Midville | alpha/numeric
Facility State |  | <<< | Required | WA | alpha
Facility ZIP Code |  | <<< | Required | 55555 | numeric
Building Name(s) |  | <<< | Optional | Comm Center #5
Project Contact Name (employee at Facility) |  | <<< | Required | John Doe | alpha/numeric
Project Contact Job Title |  | <<< | Required | Maintenance Manager | alpha/numeric
Project Contact Phone Number |  | <<< | Required | 360-800-0000 | numeric | need to be XXX-XXX-XXXX
Project Contact Email |  | <<< | Required | john.doe@acmeindustrial.com | alpha/numeric
Energy Smart Industrial Partner (ESIP) or Outreach Engineer Name |  | <<< | Optional | John Smith
Project Sector |  | <<< | Required | Industrial | drop down
Primary Building Use |  |  | Required | Assembly | drop down
Secondary Building Use |  | <<< | Optional | Warehouse | drop down
Process Type (Industrial Sector Only) |  |  |  | Data Center
Resource Opportunity Type |  | <<< | Required | Retrofit
Federal? (Yes/No) |  | <<< | Required | Yes/No | drop down
Utility-Assigned Project ID |  | <<< | Required | 333555777 | alpha/numeric
Unique Site ID |  | <<< | Required | 112233 | alpha/numeric
Is this project Associated with an Energy Project Manager via the Energy Smart Industrial Program? |  | <<< |  | Yes/No | drop down
Associated Energy Project Manager Name (First Name, Last Name) |  | <<< |  | Sam Johnson | alpha
Technical Service Provider (TSP) Number |  | <<< | Optional | TSP1647 | numeric
Brief Project Summary (1-3 sentences) |  | <<< | Required | Install dedicated low-flow 10HP recirculation pump (in addition to existing 150HP "Transfer Pump"). Transfer Pump to no longer be used for recirculation purposes. | alpha
Utility Retail Rate ($/kWh) |  | <<< | Optional | 0.055 | numeric | must be X.X (not 0.0X)
|  | <<< | Calculated
BPA Use Only |  |  |  | 1 Fields still need to be Entered
BPA-Assigned Project ID |  |  | Required

## Proposal
| Proposal Information |  |  |  |  | 5 Fields still need to be Entered |  | these will be deleted
|  | Input or Select Dropdown |  |  |  | Example Entry and Format |  | data type | validation
| Date Proposal Submitted (MM/DD/YYYY) |  | <<< | Required |  | 2012-06-12
| Proposal Submitter Name |  | <<< | Required |  | Jane Doe |  | alpha
| Proposal Submitter Email |  | <<< | Required |  | john.doe@acmeindustrial.com |  | alpha
| Proposal Submitter Phone |  | <<< | Required |  | 425-999-0000 |  | numeric | need to be XXX-XXX-XXXX
| Estimated Project Start Date (MM/DD/YYYY) |  | <<< | Required |  | 2013-01-20 |  | date | mm/dd/YYYY
| Estimated (Proposal) Funding and Payment Information |  |  |  |  | 1 Fields still need to be Entered
| Would you like to request EEI as a percentage of total available reimbursement? (if no, request based on dollar amounts) | No
EEI and self-funded savings are allocated in proportion to the EEI and self-funding shares of BPA’s willingness to pay per the current Self Funding Guidance document.
If requesting funding based on percentages, complete rows 14-15
| Percentage BPA Reimbursement requested in EEI |  | <<< | NA |  | 10%
| Percentage of Funds Not Requested from BPA |  | <<< | Calculated
If requesting funding based on dollar amounts, complete rows 18-19
| Dollar amount BPA Reimbursement Requested in EEI |  |  | Required |  | 10000
| Dollar amount of Funds Not Requested from BPA |  |  | Calculated |  | 5500
| Expected Total Payment to End User ($) |  | <<< | Optional |  | 7500 |  | numeric
| Total Available BPA Reimbursement (Estimated) |  |  | Calculated
| Are you requesting Progress Payments? |  | <<< | Required |  | Yes/No |  | drop down
| Utility Requested Rules/Caps to be Applied to Payment |  |  | Optional |  | $0.20/kWh, not to exceed 50% of project cost
| Request for Progress Payments |  |  |  |  | No Entry Required
| Checklist | Select from Dropdown
| 1. The time period from the BPA custom project proposal approval date to the completion report submittal date meets or exceeds 12 months | [6 empty] | These should say 'required' when D44 is "yes"
| 2. The amount of each progress payment is $100,000 or greater | [6 empty] | drop down
| 3. The estimated incentive for the project is $250,000 or greater | [6 empty] | drop down
| 4. The sum of the progress payment does not exceed the lower of (a) 70% of actual expenditures of the project incurred up to the date of the progress payment invoice to BPA or (b) 50% of the estimated total project incentive | [6 empty] | drop down
Summary
Provide a summary of the progress payment request, including how many milestones are expected, the total amount of reimbursement, and expected dates of milestones (use language from the Implementation Manual).
| Additional Project Information |  |  |  |  | All Fields Optional
Input or Select Dropdown
| Third Party Contract Number |  | <<< | Optional |  |  |  | numeric
| Audit Tracking Number |  | <<< | Optional |  |  |  | numeric
| Container Name |  | <<< | Optional |  |  |  | alpha/numeric
| Proposed Project Description |  |  |  |  | 2 Fields still need to be Entered
Describe the Existing System (Baseline). If attaching file, please include full file name and a brief summary.
|  |  | <<< | Required
Describe the Proposed System. If attaching file, please include full file name and a brief summary.
|  |  | <<< | Required
| Proposed Energy Savings Estimate/Calculations |  |  |  |  | 1 Fields still need to be Entered
Describe the Energy Savings Estimate / Calculations (Including Non-energy benefits and O&M changes if applicable). If attaching file, please include full file name and a brief summary.
|  |  | <<< | Required
`
Total Estimated Project Savings (Site)
0
| Proposed Measurement and Verification (M&V) Plan |  |  |  |  | 3 Fields still need to be Entered
Describe the Measurement and Verification Plan. In the description, please include the following information: - Baseline conditions: current practice or pre condition - Pre metering: whole building, affected end use, or none - Post metering: whole building, affected end use, or none - Model type: engineering, regression, or indexing - File attachment: full file name and a brief summary (if applicable)
|  |  | <<< | Required
| Select M&V Protocol utilized (click link below to view protocols) |  |  | Required
M&V Protocols: See Custom Project section
| Estimated M&V Completion Date |  |  | Required
| Estimated Project Costs |  |  |  |  | 1 Fields still need to be Entered
Describe the Estimated Project Costs. If attaching file, please include full file name and a brief summary.
|  |  | <<< | Required
Total Estimated Project Costs
0
| Eligibility Criteria Checklist |  |  |  |  | 2 Fields still need to be Entered
Select from Dropdown
| 1. This project does not result in fuel switching (Yes=True). |  | <<< | Required |  |  |  | drop down
| 2. The measures are designed to result in improvements in the efficiency of electricity generation, distribution or use. | No | [5 empty] | drop down
| 3. The expected life of the energy savings for each measure is greater than one year. |  | <<< | Required |  |  |  | drop down
| 4. The proposed baseline for each measure is documented and provides a basis for establishing energy savings. | No | [5 empty] | drop down
| 5. The proposal includes a measurement and verification plan showing how energy savings will be verified. | No | [5 empty] | drop down
| 6. The expected project benefit/cost ratio meets the current BPA minimum requirement. | NA | [5 empty] | drop down
| Estimated TRC B/C Ratio at Proposal | 0 | <<<
| BPA Proposal Approval |  |  |  |  | BPA Use Only: 1 Fields still need to be Entered
|  | Input or Select Dropdown |  |  |  | Example Entry and Format
| COTR Approval Date |  |  | Calculated |  | 2012-06-12
| Approved By (COTR name) |  |  | Calculated |  | James Smith
| Engineering Technical Review Approval Date |  | <<< | Calculated |  | 2012-06-12
| Engineering Technical Review provided by (Engineer name) |  | <<< | Calculated |  | Richard Miller
| BPA ESI Technical Review Approval Date |  |  | Calculated if project savings >1,000,000 kWh
| BPA ESI Technical Review provided by (Engineer name) |  |  | Calculated if project savings >1,000,000 kWh
| BPA-Assigned Project ID | BPA Input Required |  | Required |  | 1R1000102
Notes
Optional
| Review Checklist (BPA Use Only) |  |  |  |  | 2 Fields still need to be Entered
Technical Review |  | Yes | No | No |  | Question Comments | Additional Notes
1 | Has all necessary technical documentation been provided? |  |  |  |  | If not, what is missing?
2 | Are project baseline conditions clear and technically accurate? |  |  |  |  | If not, provide the reasons
3 | Are the descriptions of the measures clear and technically accurate? |  |  |  |  | If not, provide the reasons
4 | Are the energy savings estimates reasonable and accurate? |  |  |  |  | If not, provide the reasons
5 | Does Estimated Total (or Incremental) Project Cost appear reasonable and accurate? |  |  |  |  | If not, provide the reasons
6 | Is the M&V Plan clear and reasonable? |  |  |  |  | If not, provide the reasons
7 | Does the M&V Plan follow BPA Standard protocols? |  |  |  |  | If yes, which protocol?
8 | Are the O&M or Non-Electric Energy Benefits clearly defined? |  |  |  |  | If not, provide the reasons
9 | Do you find the CPP technically acceptable? |  |  |  |  | Other comments
10 | Does this project require a secondary Quality Control review? |  |  |  |  | If so, provide the reasons
| Reviewing Engineer's Name |  |  | Required
| Date |  |  | Required
This section to be completed by the BPA ESI Engineer for INDUSTRIAL AND COMMERCIAL PROJECTS over 1MM kWh in savings |  | Yes |  | No |  | Question Comments | Notes
12 | Do you agree with the ESI/secondary QC recommendation? |  |  |  |  | If not, provide the reasons
13 | Do you find the CPP technically acceptable? |  |  |  |  | Other comments
BPA ESI Engineer's Name
Date
COMPLIANCE REVIEW - CPP
Question |  | Yes |  | No | Comments
1 | Are the required fields (e.g. BPA Project ID, eligibility criteria, etc.) populated?
2 | In the individual measure descriptions section, are the sector and reimbursement rate correct?
3 | Did the Engineer recommend acceptance?
4 | Do you accept the CPP?
| Reviewing COTR's Name |  |  | Required
| Date |  |  | Required
Note on B184: Secondary QC Review is required for: 1. ESI if > 1M kWh 2. Commercial if >1M kWh

## Measure Input
Enter your information into the white space below starting with row 8…
See rows 4 and 5 below for required and optional fields
Version | 5.14
For Proposals: | Required | Optional | Required | NA | Required | NA | Optional | NA | Optional | NA
For Completion Reports: | Required | Optional | Required | Required | Required | Required | Optional | Optional | Optional | Optional | [29 empty] | 2 | 3 | 4 | 5 | 1 | 6 | 7 | 8 | 0 | 0 | 0
| Measure Inputs |  | Measure Cost |  | Site Savings |  | Annual Non-Energy Benefits |  | Annual O&M Cost Change (cost savings is negative) |  | ID Numbers |  | Estimated (Proposal) Calculations | [13 empty] | Completion Report | Actual (Completion Report) Calculations | [11 empty] | Data Pulled from Measure Identifier
Technology / Activity / Practice (TAP) (Calculated based on RefNo) | Measure RefNo | Measure Name | Estimated (Proposal) ($) | Actual (Completion Report) ($) | Estimated (Proposal) (kWh) | Actual (Completion Report) (kWh) | Estimated (Proposal) ($/Year) | Actual (Completion Report) ($/Year) | Estimated (Proposal) ($/Year) | Actual (Completion Report) ($/Year) | BPA Assigned Project ID | Utility-Assigned Project ID (Previously entered into the Project Information tab) | Measure Based Eligible Reimbursement Rate ($/kWh) - based on project start date | Estimated - TRC B/C Ratio (Measure-Level) | Estimated Calculated Reimbursement ($) | EstimatedBusbar kWh Savings | Estimated Present Value of Energy Savings | Estimated Present Value of Non-Energy Benefits | Estimated Present Value of O&M Change | Estimated - Total Present Value of Benefits | Estimated Total Costs | Estimated Energy Cost Savings | Avoided Cost per kWh Saved | Utility Retail Rate | Row Reference for Avoided Costs | Column Reference for Avoided Cost | Measure Based Eligible Reimbursement Rate ($/kWh) | Actual - TRC B/C Ratio (Measure Level) | Calculated Reimbursement ($) | Actual - Busbar kWh Savings | Present Value of Energy Savings | Present Value of Non-Energy Benefits | Present Value of O&M Change | Actual - Total Present Value of Benefits | Actual - Total Costs | Actual Energy Cost Savings | Avoided Cost per kWh Saved | Row Reference for Avoided Costs | Column Reference for Avoided Cost | Sector | End Use | Category | Technology/ Activity/ Practice | Resource Opportunity Type (L= New Construction or Major Renovation; R=Retrofit) | Default Load Shape | Default Measure Life | Row Reference on List Minus 1 | Measure RefNo Error | Sector Error Flag | Resource Opportunity Type Error Flag
[23 empty] | #N/A |  | #N/A | #N/A | [10 empty] | #N/A | #N/A | #N/A
[23 empty] | #N/A |  | #N/A | #N/A | [10 empty] | #N/A | #N/A | #N/A
[23 empty] | #N/A |  | #N/A | #N/A | [10 empty] | #N/A | #N/A | #N/A
[23 empty] | #N/A |  | #N/A | #N/A | [10 empty] | #N/A | #N/A | #N/A
[23 empty] | #N/A |  | #N/A | #N/A | [10 empty] | #N/A | #N/A | #N/A
[23 empty] | #N/A |  | #N/A | #N/A | [10 empty] | #N/A | #N/A | #N/A
[23 empty] | #N/A |  | #N/A | #N/A | [10 empty] | #N/A | #N/A | #N/A
[23 empty] | #N/A |  | #N/A | #N/A | [10 empty] | #N/A | #N/A | #N/A
[23 empty] | #N/A |  | #N/A | #N/A | [10 empty] | #N/A | #N/A | #N/A
[23 empty] | #N/A |  | #N/A | #N/A | [10 empty] | #N/A | #N/A | #N/A
[23 empty] | #N/A |  | #N/A | #N/A | [10 empty] | #N/A | #N/A | #N/A
[23 empty] | #N/A |  | #N/A | #N/A | [10 empty] | #N/A | #N/A | #N/A
[23 empty] | #N/A |  | #N/A | #N/A | [10 empty] | #N/A | #N/A | #N/A
[23 empty] | #N/A |  | #N/A | #N/A | [10 empty] | #N/A | #N/A | #N/A
[23 empty] | #N/A |  | #N/A | #N/A | [10 empty] | #N/A | #N/A | #N/A
[23 empty] | #N/A |  | #N/A | #N/A | [10 empty] | #N/A | #N/A | #N/A
[23 empty] | #N/A |  | #N/A | #N/A | [10 empty] | #N/A | #N/A | #N/A
[23 empty] | #N/A |  | #N/A | #N/A | [10 empty] | #N/A | #N/A | #N/A
[23 empty] | #N/A |  | #N/A | #N/A | [10 empty] | #N/A | #N/A | #N/A
[23 empty] | #N/A |  | #N/A | #N/A | [10 empty] | #N/A | #N/A | #N/A
[23 empty] | #N/A |  | #N/A | #N/A | [10 empty] | #N/A | #N/A | #N/A
[23 empty] | #N/A |  | #N/A | #N/A | [10 empty] | #N/A | #N/A | #N/A
[23 empty] | #N/A |  | #N/A | #N/A | [10 empty] | #N/A | #N/A | #N/A
[23 empty] | #N/A |  | #N/A | #N/A | [10 empty] | #N/A | #N/A | #N/A
[23 empty] | #N/A |  | #N/A | #N/A | [10 empty] | #N/A | #N/A | #N/A
[23 empty] | #N/A |  | #N/A | #N/A | [10 empty] | #N/A | #N/A | #N/A
[23 empty] | #N/A |  | #N/A | #N/A | [10 empty] | #N/A | #N/A | #N/A
[23 empty] | #N/A |  | #N/A | #N/A | [10 empty] | #N/A | #N/A | #N/A
[23 empty] | #N/A |  | #N/A | #N/A | [10 empty] | #N/A | #N/A | #N/A
[23 empty] | #N/A |  | #N/A | #N/A | [10 empty] | #N/A | #N/A | #N/A
[23 empty] | #N/A |  | #N/A | #N/A | [10 empty] | #N/A | #N/A | #N/A
[23 empty] | #N/A |  | #N/A | #N/A | [10 empty] | #N/A | #N/A | #N/A
[23 empty] | #N/A |  | #N/A | #N/A | [10 empty] | #N/A | #N/A | #N/A
[23 empty] | #N/A |  | #N/A | #N/A | [10 empty] | #N/A | #N/A | #N/A
[23 empty] | #N/A |  | #N/A | #N/A | [10 empty] | #N/A | #N/A | #N/A
[23 empty] | #N/A |  | #N/A | #N/A | [10 empty] | #N/A | #N/A | #N/A
[23 empty] | #N/A |  | #N/A | #N/A | [10 empty] | #N/A | #N/A | #N/A
[23 empty] | #N/A |  | #N/A | #N/A | [10 empty] | #N/A | #N/A | #N/A
[23 empty] | #N/A |  | #N/A | #N/A | [10 empty] | #N/A | #N/A | #N/A
[23 empty] | #N/A |  | #N/A | #N/A | [10 empty] | #N/A | #N/A | #N/A
[23 empty] | #N/A |  | #N/A | #N/A | [10 empty] | #N/A | #N/A | #N/A
[23 empty] | #N/A |  | #N/A | #N/A | [10 empty] | #N/A | #N/A | #N/A
[23 empty] | #N/A |  | #N/A | #N/A | [10 empty] | #N/A | #N/A | #N/A
[23 empty] | #N/A |  | #N/A | #N/A | [10 empty] | #N/A | #N/A | #N/A
[23 empty] | #N/A |  | #N/A | #N/A | [10 empty] | #N/A | #N/A | #N/A
[23 empty] | #N/A |  | #N/A | #N/A | [10 empty] | #N/A | #N/A | #N/A
[23 empty] | #N/A |  | #N/A | #N/A | [10 empty] | #N/A | #N/A | #N/A
[23 empty] | #N/A |  | #N/A | #N/A | [10 empty] | #N/A | #N/A | #N/A
[23 empty] | #N/A |  | #N/A | #N/A | [10 empty] | #N/A | #N/A | #N/A
[23 empty] | #N/A |  | #N/A | #N/A | [10 empty] | #N/A | #N/A | #N/A
[23 empty] | #N/A |  | #N/A | #N/A | [10 empty] | #N/A | #N/A | #N/A
[23 empty] | #N/A |  | #N/A | #N/A | [10 empty] | #N/A | #N/A | #N/A
[23 empty] | #N/A |  | #N/A | #N/A | [10 empty] | #N/A | #N/A | #N/A
[23 empty] | #N/A |  | #N/A | #N/A | [10 empty] | #N/A | #N/A | #N/A
[23 empty] | #N/A |  | #N/A | #N/A | [10 empty] | #N/A | #N/A | #N/A
[23 empty] | #N/A |  | #N/A | #N/A | [10 empty] | #N/A | #N/A | #N/A
[23 empty] | #N/A |  | #N/A | #N/A | [10 empty] | #N/A | #N/A | #N/A
[23 empty] | #N/A |  | #N/A | #N/A | [10 empty] | #N/A | #N/A | #N/A
[23 empty] | #N/A |  | #N/A | #N/A | [10 empty] | #N/A | #N/A | #N/A
[23 empty] | #N/A |  | #N/A | #N/A | [10 empty] | #N/A | #N/A | #N/A
[23 empty] | #N/A |  | #N/A | #N/A | [10 empty] | #N/A | #N/A | #N/A
[23 empty] | #N/A |  | #N/A | #N/A | [10 empty] | #N/A | #N/A | #N/A
[23 empty] | #N/A |  | #N/A | #N/A | [10 empty] | #N/A | #N/A | #N/A
[23 empty] | #N/A |  | #N/A | #N/A | [10 empty] | #N/A | #N/A | #N/A
[23 empty] | #N/A |  | #N/A | #N/A | [10 empty] | #N/A | #N/A | #N/A
[23 empty] | #N/A |  | #N/A | #N/A | [10 empty] | #N/A | #N/A | #N/A
[23 empty] | #N/A |  | #N/A | #N/A | [10 empty] | #N/A | #N/A | #N/A
[23 empty] | #N/A |  | #N/A | #N/A | [10 empty] | #N/A | #N/A | #N/A
[23 empty] | #N/A |  | #N/A | #N/A | [10 empty] | #N/A | #N/A | #N/A
[23 empty] | #N/A |  | #N/A | #N/A | [10 empty] | #N/A | #N/A | #N/A
[23 empty] | #N/A |  | #N/A | #N/A | [10 empty] | #N/A | #N/A | #N/A
[23 empty] | #N/A |  | #N/A | #N/A | [10 empty] | #N/A | #N/A | #N/A
[23 empty] | #N/A |  | #N/A | #N/A | [10 empty] | #N/A | #N/A | #N/A
[23 empty] | #N/A |  | #N/A | #N/A | [10 empty] | #N/A | #N/A | #N/A
[23 empty] | #N/A |  | #N/A | #N/A | [10 empty] | #N/A | #N/A | #N/A
[23 empty] | #N/A |  | #N/A | #N/A | [10 empty] | #N/A | #N/A | #N/A
[23 empty] | #N/A |  | #N/A | #N/A | [10 empty] | #N/A | #N/A | #N/A
[23 empty] | #N/A |  | #N/A | #N/A | [10 empty] | #N/A | #N/A | #N/A
[23 empty] | #N/A |  | #N/A | #N/A | [10 empty] | #N/A | #N/A | #N/A
[23 empty] | #N/A |  | #N/A | #N/A | [10 empty] | #N/A | #N/A | #N/A
[23 empty] | #N/A |  | #N/A | #N/A | [10 empty] | #N/A | #N/A | #N/A
[23 empty] | #N/A |  | #N/A | #N/A | [10 empty] | #N/A | #N/A | #N/A
[23 empty] | #N/A |  | #N/A | #N/A | [10 empty] | #N/A | #N/A | #N/A
[23 empty] | #N/A |  | #N/A | #N/A | [10 empty] | #N/A | #N/A | #N/A
[23 empty] | #N/A |  | #N/A | #N/A | [10 empty] | #N/A | #N/A | #N/A
[23 empty] | #N/A |  | #N/A | #N/A | [10 empty] | #N/A | #N/A | #N/A
[23 empty] | #N/A |  | #N/A | #N/A | [10 empty] | #N/A | #N/A | #N/A
[23 empty] | #N/A |  | #N/A | #N/A | [10 empty] | #N/A | #N/A | #N/A
[23 empty] | #N/A |  | #N/A | #N/A | [10 empty] | #N/A | #N/A | #N/A
[23 empty] | #N/A |  | #N/A | #N/A | [10 empty] | #N/A | #N/A | #N/A
[23 empty] | #N/A |  | #N/A | #N/A | [10 empty] | #N/A | #N/A | #N/A
[23 empty] | #N/A |  | #N/A | #N/A | [10 empty] | #N/A | #N/A | #N/A
[23 empty] | #N/A |  | #N/A | #N/A | [10 empty] | #N/A | #N/A | #N/A
[23 empty] | #N/A |  | #N/A | #N/A | [10 empty] | #N/A | #N/A | #N/A
[23 empty] | #N/A |  | #N/A | #N/A | [10 empty] | #N/A | #N/A | #N/A
[23 empty] | #N/A |  | #N/A | #N/A | [10 empty] | #N/A | #N/A | #N/A
[23 empty] | #N/A |  | #N/A | #N/A | [10 empty] | #N/A | #N/A | #N/A
[23 empty] | #N/A |  | #N/A | #N/A | [10 empty] | #N/A | #N/A | #N/A
[23 empty] | #N/A |  | #N/A | #N/A | [10 empty] | #N/A | #N/A | #N/A
[23 empty] | #N/A |  | #N/A | #N/A | [10 empty] | #N/A | #N/A | #N/A
.

## Completion Report
| Custom Project Completion Report |  |  |  |  | 5 Fields still need to be Entered
|  | Input or Select Dropdown |  |  |  | Example Entry and Format
| Project Name | Enter in Project Information |  | Calculated
| Date Submitted (MM/DD/YYYY) |  |  | Required |  | 2012-06-12
| Actual Project Start Date |  |  | Required |  | 2010-08-09
| M&V Completion Date |  |  | Required |  | 2007-08-06
| Completion Report Submitted by |  |  | Required |  | John Doe
| BPA Assigned Project ID | BPA Input Required |  | Required
| Completion Report Funding and Savings Information |  |  |  |  | Section Complete!
| Would you like to request EEI as a percentage of total available reimbursement? (if no, request based on dollar amounts) | No
EEI and self-funded savings are allocated in proportion to the EEI and self-funding shares of BPA’s willingness to pay per the current Self Funding Guidance document.
| Total Available BPA Reimbursement (using project cost caps) | 0 |  | Calculated
If requesting funding based on percentages, complete rows 17-18
| Percentage BPA Reimbursement requested from EEI |  |  | NA |  | 25%
| Percentage of Funds Not Requested from BPA |  |  | Calculated
If requesting funding based on dollar amounts, complete rows 21-22
| Requested BPA Reimbursement - EEI ($) |  |  | Required
| Funds Not Requested from BPA ($) |  |  | Calculated
Summary of requested reimbursement
| Requested BPA Reimbursement - EEI ($) | 0 |  | Calculated
| Total Payment to End User ($) |  |  | Optional |  | 10000
| Reimbursement already paid through progress payments (EEI) |  |  | Optional |  | 5000
| Adjusted BPA Reimbursement - EEI ($) | 0 |  | Calculated
| Utility Requested Rules/Caps to be Applied to Payment |  |  |  |  | $0.20/kWh, not to exceed 50% of project cost
| Total Project kWh | 0 |  | Calculated
| Completion Report Savings Allocation |  |  |  |  | Section Complete!
| Total Project kWh | 0 |  | Calculated
| EEI Allocated kWh | 0 |  | Calculated
| Self-funding Allocated kWh | 0 |  | Calculated
| Self-funding Allocated kWh % | 0% |  | Calculated
| Installed Project Description |  |  |  |  | 2 Fields still need to be Entered
Describe the existing system (baseline). If attaching file, please include full file name and a brief summary.
This information has been pulled over from the project proposal tab, but you can also overwrite it by simply typing into this box.
| Nothing entered previously, please enter information |  |  | Required
Describe the installed system. If attaching file, please include full file name and a brief summary.
Include detailed description of completed project including, equipment installed and modifications to the project from the project description in the accepted proposal.
Required
| M&V and Energy Savings Calculations |  |  |  |  | 2 Fields still need to be Entered
| Was M&V Plan completed in the Proposal? | No
| Select M&V Protocol utilized (click link below to view protocols) |  |  | Required
M&V Protocols: See Custom Project section
Describe the Measurement and Verification Plan. In the description, please include the following information: - Baseline conditions: current practice or pre condition - Pre metering: whole building, affected end use, or none - Post metering: whole building, affected end use, or none - Model type: engineering, regression, or indexing - File attachment: full file name and a brief summary (if applicable)
| Nothing entered previously, please enter information |  |  | Required
Total Actual Project Savings (Site)
Describe the changes to the M&V plan if proposal was submitted.
| Actual Project Costs Verification |  |  |  |  | 1 Fields still need to be Entered
Provide summary of total project cost. Submit details in separate attachment. If attaching files, please include full file name.
Required
Total Actual Project Costs
Reimbursement Payment Table
The reimbursement payment for this project is based on actual project costs and annual verified energy savings resulting from the project. Verification is secured through a mutually agreed upon verification scheme submitted as part of the Proposal. The amount of the incentive payment shall be taken as the lesser of the two quantities given by the following calculation methods:
(a) Annual verified Busbar energy savings(kWh/yr) multiplied by the acquisition reimbursement rate/kWh
(b) 70% of the incremental project cost.
| Item | Proposal | Completion Report
| Total Project Savings - Site (kWh) | 0 | 0
| Total Project Savings - Busbar (kWh) | 0 | 0
| Sum of Measure Level Reimbursement | 0 | 0
| Sum of Project Costs | 0 | 0
| Project Cost Cap | 0 | 0
| Maximum BPA Reimbursement | 0 | 0
| Payment to End User | 0 | 0
| Reimbursement already paid through progress payments | 0 | 0
| Final Requested BPA Reimbursement | 0 | 0
| Eligibility Criteria Checklist |  |  |  |  | 2 Fields still need to be Entered
Select from Dropdown
| 1. This project does not result in fuel switching (Yes=True). |  | <<< | Required
| 2. The measures are designed to result in improvements in the efficiency of electricity generation, distribution or use. | No
| 3. The expected life of the energy savings for each measure is greater than one year. |  | <<< | Required
| 4. The baseline for each measure is documented and provides a basis for establishing energy savings. | No
| 5. The project includes a measurement and verification plan showing how energy savings will be verified. | Yes
| 6. The actual project benefit/cost ratio meets the current BPA minimum requirement. | NA
| Actual TRC B/C Ratio at completion | 0 | <<<
| BPA Completion Report Approval |  |  |  |  | All Required Fields Complete!
|  | Input or Select Dropdown |  |  |  | Example Entry and Format
| CPP Approval Date |  |  | Calculated |  | 2012-06-12
| COTR Completion Report Approval Date |  |  | Calculated |  | 2012-07-22
| Approved By (COTR name) |  |  | Calculated |  | Richard Smith
| Engineering Technical Review Approval Date |  |  | Calculated |  | 2012-09-23
| Engineering Technical Review provided by (Engineer name) |  |  | Calculated |  | Pete Johnson
| BPA ESI Technical Review Approval Date |  |  | Calculated if project savings >1,000,000 kWh
| BPA ESI Technical Review provided by (Engineer name) |  |  | Calculated if project savings >1,000,000 kWh
Notes
Optional
| Review Checklist (BPA Use Only) |  |  |  |  | BPA Use Only: 2 Fields still need to be Entered
Technical Review |  | Yes | No | No |  | Question Comments | Additional Notes
1 | Has all necessary technical documentation been provided? |  |  |  |  | If not, what is missing?
2 | Are project baseline conditions clear and technically accurate? |  |  |  |  | If not, provide the reasons
3 | Are the descriptions of the measures clear and technically accurate? |  |  |  |  | If not, provide the reasons
4 | Is the M&V Plan clear and reasonable? |  |  |  |  | If not, provide the reasons
5 | Does the M&V Plan follow BPA Standard protocols? |  |  |  |  | If yes, which protocol?
6 | Was the M&V performed in accordance with the approved M&V Plan? |  |  |  |  | If not, provide the reasons
7 | Are the final verified energy savings accurate? |  |  |  |  | If not, provide the reasons
8 | Are the O&M or Non-Electric Energy Benefits clearly defined? |  |  |  |  | If not, provide the reasons
9 | Do you find the CR technically acceptable? |  |  |  |  | Other comments
10 | Does this project require a secondary Quality Control review? |  |  |  |  | If so, provide the reasons
| Reviewing Engineer's Name |  |  | Required
| Date |  |  | Required
This section to be completed by the BPA ESI Engineer for INDUSTRIAL AND COMMERCIAL PROJECTS over 1MM kWh in savings |  | Yes |  | No |  | Question Comments | Notes
12 | Do you agree with the ESI/secondary QC recommendation? |  |  |  |  | If not, provide the reasons
13 | Do you find the CR technically acceptable? |  |  |  |  | Other comments
BPA ESI Engineer's Name
Date
COMPLIANCE REVIEW - CR
Question |  | Yes |  | No | Comments
1 | Are the required fields (e.g. BPA Project ID, eligibility criteria, etc.) populated?
2 | Is the reimbursement rate correct and does it match the CPP?
3 | Do the invoices and purchase orders support the project cost?
4 | Did the Engineer recommend acceptance?
5 | Do you accept the CR?
| Reviewing COTR's Name |  |  | Required
| Date |  |  | Required
Note on B195: Secondary QC Review is required for: 1. ESI if > 1M kWh 2. Commercial if >1M kWh

## Project Summary
Project Summary
| Project Proposal | Completion Report | Please note: Project Proposal Reimbursment (EEI And Self-funding) amounts are set at an estimated $/kWh rate until COTR approval is final
Utility-Assigned Project ID | 0
Project Name | 0
Total Project Savings - Site (kWh) | 0 | 0
Total Project Savings - Busbar (kWh) | 0 | 0
Percentage EEI Funding | 0.00% | 0.00%
Percentage of Funds Not Requested from BPA | 0.00% | 0.00%
Requested BPA Reimbursement - EEI ($) | 0 | 0
Funds Not Requested from BPA ($) | 0 | 0
EEI Allocated kWh | #VALUE! | 0
Self-funding Allocated kWh | #VALUE! | 0
Self-funding Allocated kWh (%) | #VALUE! | 0%
Total Present Value of Benefits | 0 | 0
Sum of Project Costs | 0 | 0
Sum of Total Costs | 0 | 0
Project TRC B/C Ratio | 0 | 0
Estimated Simple Payback (Years) | 0 | 0
Project Cost Cap | 0 | 0
Sum of Measure-Level Reimbursement | 0 | 0
Total Available BPA Reimbursement | 0 | 0
Payment to End User | 0 | 0
Reimbursement already paid through progress payments | 0 | 0
Final Requested BPA Reimbursement | 0 | 0
M&V Completion Date
ERRORS
Proposal submission date is required (Proposal tab)
Utility Assigned Project ID is required (Project Information tab)
Please Enter Valid COTR Completion Report Approval Date
BPA ESI Engineer Name for Technical Review on Completion Report Missing
Date of BPA ESI Engineer Technical Review on Completion Report Missing

## Measure_List
Reference Number | Resource Opportunity Type | Sector | End Use | Category | Technology/Activity/Practice | Default Load Shape | Default Measure Life | Project Cost Cap | 2008-04-01 | 2008-10-01 | 2009-04-01 | 2009-10-01 | 2010-04-01 | 2010-10-01 | 2011-04-01 | 2011-10-01 | 2012-04-01 | 2012-10-01 | 2013-04-01 | 2013-10-01 | 2014-04-01 | 2014-10-01 | 2015-04-01 | 2015-10-01 | 2016-10-01 | 2017-10-01 | 2018-10-01 | 2019-10-01 | 2021-04-01 | 2022-04-01
ACACC84001 | R | Agricultural | Compressed Air | Compressed Air System Controls | Compressed Air Control Improvements (non-VFD) | FLAT | 10 | 70% | 0.15 | 0.2 | 0.2 | 0.2 | 0.25 | 0.25 | 0.25 | 0.25 | 0.25 | 0.25 | 0.25 | 0.25 | 0.25 | 0.25 | 0.25 | 0.25 | 0.25 | 0.25 | 0.25 | 0.25 | 0.25 | 0.25
ACACC84002 | R | Agricultural | Compressed Air | Compressed Air System Controls | Compressed Air Control Improvements (VFD) | FLAT | 10 | 70% | 0.15 | 0.2 | 0.2 | 0.2 | 0.25 | 0.25 | 0.25 | 0.25 | 0.25 | 0.25 | 0.25 | 0.25 | 0.25 | 0.25 | 0.25 | 0.25 | 0.25 | 0.25 | 0.25 | 0.25 | 0.25 | 0.25
ACACC94001 | L | Agricultural | Compressed Air | Compressed Air System Controls | Compressed Air Control Improvements (non-VFD) | FLAT | 10 | 70% | 0.15 | 0.27 | 0.27 | 0.27 | 0.27 | 0.27 | 0.27 | 0.27 | 0.27 | 0.27 | 0.27 | 0.27 | 0.27 | 0.27 | 0.27 | 0.27 | 0.27 | 0.27 | 0.27 | 0.27 | 0.27 | 0.27
ACACC94002 | L | Agricultural | Compressed Air | Compressed Air System Controls | Compressed Air Control Improvements (VFD) | FLAT | 10 | 70% | 0.15 | 0.27 | 0.27 | 0.27 | 0.27 | 0.27 | 0.27 | 0.27 | 0.27 | 0.27 | 0.27 | 0.27 | 0.27 | 0.27 | 0.27 | 0.27 | 0.27 | 0.27 | 0.27 | 0.27 | 0.27 | 0.27
ACACI84003 | R | Agricultural | Compressed Air | Compressed Air System Improvements | Compressed Air System Compressor Improvements (non-VFD) | FLAT | 10 | 70% | 0.15 | 0.2 | 0.2 | 0.2 | 0.25 | 0.25 | 0.25 | 0.25 | 0.25 | 0.25 | 0.25 | 0.25 | 0.25 | 0.25 | 0.25 | 0.25 | 0.25 | 0.25 | 0.25 | 0.25 | 0.25 | 0.25
ACACI84004 | R | Agricultural | Compressed Air | Compressed Air System Improvements | Compressed Air System Compressor Improvements (VFD) | FLAT | 10 | 70% | 0.15 | 0.2 | 0.2 | 0.2 | 0.25 | 0.25 | 0.25 | 0.25 | 0.25 | 0.25 | 0.25 | 0.25 | 0.25 | 0.25 | 0.25 | 0.25 | 0.25 | 0.25 | 0.25 | 0.25 | 0.25 | 0.25
ACACI84005 | R | Agricultural | Compressed Air | Compressed Air System Improvements | Compressed Air System Demand Side Improvements | FLAT | 10 | 70% | 0.15 | 0.2 | 0.2 | 0.2 | 0.25 | 0.25 | 0.25 | 0.25 | 0.25 | 0.25 | 0.25 | 0.25 | 0.25 | 0.25 | 0.25 | 0.25 | 0.25 | 0.25 | 0.25 | 0.25 | 0.25 | 0.25
ACACI84006 | R | Agricultural | Compressed Air | Compressed Air System Improvements | Compressed Air System Dryer Improvements | FLAT | 10 | 70% | 0.15 | 0.2 | 0.2 | 0.2 | 0.25 | 0.25 | 0.25 | 0.25 | 0.25 | 0.25 | 0.25 | 0.25 | 0.25 | 0.25 | 0.25 | 0.25 | 0.25 | 0.25 | 0.25 | 0.25 | 0.25 | 0.25
ACACI84007 | R | Agricultural | Compressed Air | Compressed Air System Improvements | Compressed Air System Regulation Improvements | FLAT | 10 | 70% | 0.15 | 0.2 | 0.2 | 0.2 | 0.25 | 0.25 | 0.25 | 0.25 | 0.25 | 0.25 | 0.25 | 0.25 | 0.25 | 0.25 | 0.25 | 0.25 | 0.25 | 0.25 | 0.25 | 0.25 | 0.25 | 0.25
ACACI84008 | R | Agricultural | Compressed Air | Compressed Air System Improvements | Compressed Air System Storage Improvements | FLAT | 10 | 70% | 0.15 | 0.2 | 0.2 | 0.2 | 0.25 | 0.25 | 0.25 | 0.25 | 0.25 | 0.25 | 0.25 | 0.25 | 0.25 | 0.25 | 0.25 | 0.25 | 0.25 | 0.25 | 0.25 | 0.25 | 0.25 | 0.25
ACACI84009 | R | Agricultural | Compressed Air | Compressed Air System Improvements | Compressed Air System Supply Side Improvements | FLAT | 10 | 70% | 0.15 | 0.2 | 0.2 | 0.2 | 0.25 | 0.25 | 0.25 | 0.25 | 0.25 | 0.25 | 0.25 | 0.25 | 0.25 | 0.25 | 0.25 | 0.25 | 0.25 | 0.25 | 0.25 | 0.25 | 0.25 | 0.25
ACACI84010 | R | Agricultural | Compressed Air | Compressed Air System Improvements | Compressors | FLAT | 10 | 70% | 0.15 | 0.2 | 0.2 | 0.2 | 0.25 | 0.25 | 0.25 | 0.25 | 0.25 | 0.25 | 0.25 | 0.25 | 0.25 | 0.25 | 0.25 | 0.25 | 0.25 | 0.25 | 0.25 | 0.25 | 0.25 | 0.25
ACACI84091 | R | Agricultural | Compressed Air | Compressed Air System Improvements | Interactive Compressed Air System Supply/Demand Improvements | FLAT | 10 | 70% | 0.15 | 0.2 | 0.2 | 0.2 | 0.25 | 0.25 | 0.25 | 0.25 | 0.25 | 0.25 | 0.25 | 0.25 | 0.25 | 0.25 | 0.25 | 0.25 | 0.25 | 0.25 | 0.25 | 0.25 | 0.25 | 0.25
ACACI94003 | L | Agricultural | Compressed Air | Compressed Air System Improvements | Compressed Air System Compressor Improvements (non-VFD) | FLAT | 10 | 70% | 0.15 | 0.27 | 0.27 | 0.27 | 0.27 | 0.27 | 0.27 | 0.27 | 0.27 | 0.27 | 0.27 | 0.27 | 0.27 | 0.27 | 0.27 | 0.27 | 0.27 | 0.27 | 0.27 | 0.27 | 0.27 | 0.27
ACACI94004 | L | Agricultural | Compressed Air | Compressed Air System Improvements | Compressed Air System Compressor Improvements (VFD) | FLAT | 10 | 70% | 0.15 | 0.27 | 0.27 | 0.27 | 0.27 | 0.27 | 0.27 | 0.27 | 0.27 | 0.27 | 0.27 | 0.27 | 0.27 | 0.27 | 0.27 | 0.27 | 0.27 | 0.27 | 0.27 | 0.27 | 0.27 | 0.27
ACACI94005 | L | Agricultural | Compressed Air | Compressed Air System Improvements | Compressed Air System Demand Side Improvements | FLAT | 10 | 70% | 0.15 | 0.27 | 0.27 | 0.27 | 0.27 | 0.27 | 0.27 | 0.27 | 0.27 | 0.27 | 0.27 | 0.27 | 0.27 | 0.27 | 0.27 | 0.27 | 0.27 | 0.27 | 0.27 | 0.27 | 0.27 | 0.27
ACACI94006 | L | Agricultural | Compressed Air | Compressed Air System Improvements | Compressed Air System Dryer Improvements | FLAT | 10 | 70% | 0.15 | 0.27 | 0.27 | 0.27 | 0.27 | 0.27 | 0.27 | 0.27 | 0.27 | 0.27 | 0.27 | 0.27 | 0.27 | 0.27 | 0.27 | 0.27 | 0.27 | 0.27 | 0.27 | 0.27 | 0.27 | 0.27
ACACI94007 | L | Agricultural | Compressed Air | Compressed Air System Improvements | Compressed Air System Regulation Improvements | FLAT | 10 | 70% | 0.15 | 0.27 | 0.27 | 0.27 | 0.27 | 0.27 | 0.27 | 0.27 | 0.27 | 0.27 | 0.27 | 0.27 | 0.27 | 0.27 | 0.27 | 0.27 | 0.27 | 0.27 | 0.27 | 0.27 | 0.27 | 0.27
ACACI94008 | L | Agricultural | Compressed Air | Compressed Air System Improvements | Compressed Air System Storage Improvements | FLAT | 10 | 70% | 0.15 | 0.27 | 0.27 | 0.27 | 0.27 | 0.27 | 0.27 | 0.27 | 0.27 | 0.27 | 0.27 | 0.27 | 0.27 | 0.27 | 0.27 | 0.27 | 0.27 | 0.27 | 0.27 | 0.27 | 0.27 | 0.27
ACACI94009 | L | Agricultural | Compressed Air | Compressed Air System Improvements | Compressed Air System Supply Side Improvements | FLAT | 10 | 70% | 0.15 | 0.27 | 0.27 | 0.27 | 0.27 | 0.27 | 0.27 | 0.27 | 0.27 | 0.27 | 0.27 | 0.27 | 0.27 | 0.27 | 0.27 | 0.27 | 0.27 | 0.27 | 0.27 | 0.27 | 0.27 | 0.27
ACACI94010 | L | Agricultural | Compressed Air | Compressed Air System Improvements | Compressors | FLAT | 10 | 70% | 0.15 | 0.27 | 0.27 | 0.27 | 0.27 | 0.27 | 0.27 | 0.27 | 0.27 | 0.27 | 0.27 | 0.27 | 0.27 | 0.27 | 0.27 | 0.27 | 0.27 | 0.27 | 0.27 | 0.27 | 0.27 | 0.27
ACACI94091 | L | Agricultural | Compressed Air | Compressed Air System Improvements | Interactive Compressed Air System Supply/Demand Improvements | FLAT | 10 | 70% | 0.15 | 0.27 | 0.27 | 0.27 | 0.27 | 0.27 | 0.27 | 0.27 | 0.27 | 0.27 | 0.27 | 0.27 | 0.27 | 0.27 | 0.27 | 0.27 | 0.27 | 0.27 | 0.27 | 0.27 | 0.27 | 0.27
ACAHR84011 | R | Agricultural | Compressed Air | Heat Recovery | Heat Recovery Improvements | FLAT | 10 | 70% | 0.15 | 0.2 | 0.2 | 0.2 | 0.25 | 0.25 | 0.25 | 0.25 | 0.25 | 0.25 | 0.25 | 0.25 | 0.25 | 0.25 | 0.25 | 0.25 | 0.25 | 0.25 | 0.25 | 0.25 | 0.25 | 0.25
ACAHR94011 | L | Agricultural | Compressed Air | Heat Recovery | Heat Recovery Improvements | FLAT | 10 | 70% | 0.15 | 0.27 | 0.27 | 0.27 | 0.27 | 0.27 | 0.27 | 0.27 | 0.27 | 0.27 | 0.27 | 0.27 | 0.27 | 0.27 | 0.27 | 0.27 | 0.27 | 0.27 | 0.27 | 0.27 | 0.27 | 0.27
AHVHI84095 | R | Agricultural | HVAC | HVAC System Improvements | Interactive HVAC System Improvements | CommSector | 10 | 70% | 0.15 | 0.2 | 0.2 | 0.2 | 0.25 | 0.25 | 0.25 | 0.25 | 0.25 | 0.25 | 0.25 | 0.25 | 0.25 | 0.25 | 0.25 | 0.25 | 0.25 | 0.25 | 0.25 | 0.25 | 0.25 | 0.25
AHVHI94095 | L | Agricultural | HVAC | HVAC System Improvements | Interactive HVAC System Improvements | CommSector | 10 | 70% | 0.15 | 0.27 | 0.27 | 0.27 | 0.27 | 0.27 | 0.27 | 0.27 | 0.27 | 0.27 | 0.27 | 0.27 | 0.27 | 0.27 | 0.27 | 0.27 | 0.27 | 0.27 | 0.27 | 0.27 | 0.27 | 0.27
AIRCP84012 | R | Agricultural | Irrigation | Center Pivot System and Equipment | Center Pivot Conversions | AgrIrrg | 10 | 70% | 0.15 | 0.2 | 0.2 | 0.2 | 0.25 | 0.25 | 0.25 | 0.25 | 0.25 | 0.25 | 0.25 | 0.25 | 0.25 | 0.25 | 0.25 | 0.25 | 0.25 | 0.25 | 0.25 | 0.25 | 0.25 | 0.25
AIRCP84013 | R | Agricultural | Irrigation | Center Pivot System and Equipment | Reduce System Friction Head | AgrIrrg | 15 | 70% | 0.15 | 0.2 | 0.2 | 0.2 | 0.25 | 0.25 | 0.25 | 0.25 | 0.25 | 0.25 | 0.25 | 0.25 | 0.25 | 0.25 | 0.25 | 0.25 | 0.25 | 0.25 | 0.25 | 0.25 | 0.25 | 0.25
AIRCP84014 | R | Agricultural | Irrigation | Center Pivot System and Equipment | Reduce System Leakage | AgrIrrg | 5 | 70% | 0.15 | 0.2 | 0.2 | 0.2 | 0.25 | 0.25 | 0.25 | 0.25 | 0.25 | 0.25 | 0.25 | 0.25 | 0.25 | 0.25 | 0.25 | 0.25 | 0.25 | 0.25 | 0.25 | 0.25 | 0.25 | 0.25
AIRCP84015 | R | Agricultural | Irrigation | Center Pivot System and Equipment | Reduce System Lift | AgrIrrg | 10 | 70% | 0.15 | 0.2 | 0.2 | 0.2 | 0.25 | 0.25 | 0.25 | 0.25 | 0.25 | 0.25 | 0.25 | 0.25 | 0.25 | 0.25 | 0.25 | 0.25 | 0.25 | 0.25 | 0.25 | 0.25 | 0.25 | 0.25
AIRCP84016 | R | Agricultural | Irrigation | Center Pivot System and Equipment | System Water Delivery Improvements | AgrIrrg | 5 | 70% | 0.15 | 0.2 | 0.2 | 0.2 | 0.25 | 0.25 | 0.25 | 0.25 | 0.25 | 0.25 | 0.25 | 0.25 | 0.25 | 0.25 | 0.25 | 0.25 | 0.25 | 0.25 | 0.25 | 0.25 | 0.25 | 0.25
AIRCP94012 | L | Agricultural | Irrigation | Center Pivot System and Equipment | Center Pivot Conversions | AgrIrrg | 10 | 70% | 0.15 | 0.27 | 0.27 | 0.27 | 0.27 | 0.27 | 0.27 | 0.27 | 0.27 | 0.27 | 0.27 | 0.27 | 0.27 | 0.27 | 0.27 | 0.27 | 0.27 | 0.27 | 0.27 | 0.27 | 0.27 | 0.27
AIRCP94013 | L | Agricultural | Irrigation | Center Pivot System and Equipment | Reduce System Friction Head | AgrIrrg | 15 | 70% | 0.15 | 0.27 | 0.27 | 0.27 | 0.27 | 0.27 | 0.27 | 0.27 | 0.27 | 0.27 | 0.27 | 0.27 | 0.27 | 0.27 | 0.27 | 0.27 | 0.27 | 0.27 | 0.27 | 0.27 | 0.27 | 0.27
AIRCP94014 | L | Agricultural | Irrigation | Center Pivot System and Equipment | Reduce System Leakage | AgrIrrg | 5 | 70% | 0.15 | 0.27 | 0.27 | 0.27 | 0.27 | 0.27 | 0.27 | 0.27 | 0.27 | 0.27 | 0.27 | 0.27 | 0.27 | 0.27 | 0.27 | 0.27 | 0.27 | 0.27 | 0.27 | 0.27 | 0.27 | 0.27
AIRCP94015 | L | Agricultural | Irrigation | Center Pivot System and Equipment | Reduce System Lift | AgrIrrg | 10 | 70% | 0.15 | 0.27 | 0.27 | 0.27 | 0.27 | 0.27 | 0.27 | 0.27 | 0.27 | 0.27 | 0.27 | 0.27 | 0.27 | 0.27 | 0.27 | 0.27 | 0.27 | 0.27 | 0.27 | 0.27 | 0.27 | 0.27
AIRCP94016 | L | Agricultural | Irrigation | Center Pivot System and Equipment | System Water Delivery Improvements | AgrIrrg | 5 | 70% | 0.15 | 0.27 | 0.27 | 0.27 | 0.27 | 0.27 | 0.27 | 0.27 | 0.27 | 0.27 | 0.27 | 0.27 | 0.27 | 0.27 | 0.27 | 0.27 | 0.27 | 0.27 | 0.27 | 0.27 | 0.27 | 0.27
AIRDF84017 | R | Agricultural | Irrigation | Discharge Fitting Equipment | Drop Installation for Spray Heads and Pressure Regulators | AgrIrrg | 5 | 70% | 0.15 | 0.2 | 0.2 | 0.2 | 0.25 | 0.25 | 0.25 | 0.25 | 0.25 | 0.25 | 0.25 | 0.25 | 0.25 | 0.25 | 0.25 | 0.25 | 0.25 | 0.25 | 0.25 | 0.25 | 0.25 | 0.25
AIRDF84018 | R | Agricultural | Irrigation | Discharge Fitting Equipment | Flow Control Nozzles and Diffuser | AgrIrrg | 5 | 70% | 0.15 | 0.2 | 0.2 | 0.2 | 0.25 | 0.25 | 0.25 | 0.25 | 0.25 | 0.25 | 0.25 | 0.25 | 0.25 | 0.25 | 0.25 | 0.25 | 0.25 | 0.25 | 0.25 | 0.25 | 0.25 | 0.25
AIRDF84019 | R | Agricultural | Irrigation | Discharge Fitting Equipment | Impact Sprinkler Heads | AgrIrrg | 5 | 70% | 0.15 | 0.2 | 0.2 | 0.2 | 0.25 | 0.25 | 0.25 | 0.25 | 0.25 | 0.25 | 0.25 | 0.25 | 0.25 | 0.25 | 0.25 | 0.25 | 0.25 | 0.25 | 0.25 | 0.25 | 0.25 | 0.25
AIRDF84020 | R | Agricultural | Irrigation | Discharge Fitting Equipment | Low Angle Heads | AgrIrrg | 5 | 70% | 0.15 | 0.2 | 0.2 | 0.2 | 0.25 | 0.25 | 0.25 | 0.25 | 0.25 | 0.25 | 0.25 | 0.25 | 0.25 | 0.25 | 0.25 | 0.25 | 0.25 | 0.25 | 0.25 | 0.25 | 0.25 | 0.25
AIRDF84021 | R | Agricultural | Irrigation | Discharge Fitting Equipment | Low Pressure End guns/Big guns | AgrIrrg | 5 | 70% | 0.15 | 0.2 | 0.2 | 0.2 | 0.25 | 0.25 | 0.25 | 0.25 | 0.25 | 0.25 | 0.25 | 0.25 | 0.25 | 0.25 | 0.25 | 0.25 | 0.25 | 0.25 | 0.25 | 0.25 | 0.25 | 0.25
AIRDF84022 | R | Agricultural | Irrigation | Discharge Fitting Equipment | Nozzle Replacement | AgrIrrg | 5 | 70% | 0.15 | 0.2 | 0.2 | 0.2 | 0.25 | 0.25 | 0.25 | 0.25 | 0.25 | 0.25 | 0.25 | 0.25 | 0.25 | 0.25 | 0.25 | 0.25 | 0.25 | 0.25 | 0.25 | 0.25 | 0.25 | 0.25
AIRDF84023 | R | Agricultural | Irrigation | Discharge Fitting Equipment | Spray Heads | AgrIrrg | 5 | 70% | 0.15 | 0.2 | 0.2 | 0.2 | 0.25 | 0.25 | 0.25 | 0.25 | 0.25 | 0.25 | 0.25 | 0.25 | 0.25 | 0.25 | 0.25 | 0.25 | 0.25 | 0.25 | 0.25 | 0.25 | 0.25 | 0.25
AIRDF94017 | L | Agricultural | Irrigation | Discharge Fitting Equipment | Drop Installation for Spray Heads and Pressure Regulators | AgrIrrg | 5 | 70% | 0.15 | 0.27 | 0.27 | 0.27 | 0.27 | 0.27 | 0.27 | 0.27 | 0.27 | 0.27 | 0.27 | 0.27 | 0.27 | 0.27 | 0.27 | 0.27 | 0.27 | 0.27 | 0.27 | 0.27 | 0.27 | 0.27
AIRDF94018 | L | Agricultural | Irrigation | Discharge Fitting Equipment | Flow Control Nozzles and Diffuser | AgrIrrg | 5 | 70% | 0.15 | 0.27 | 0.27 | 0.27 | 0.27 | 0.27 | 0.27 | 0.27 | 0.27 | 0.27 | 0.27 | 0.27 | 0.27 | 0.27 | 0.27 | 0.27 | 0.27 | 0.27 | 0.27 | 0.27 | 0.27 | 0.27
AIRDF94019 | L | Agricultural | Irrigation | Discharge Fitting Equipment | Impact Sprinkler Heads | AgrIrrg | 5 | 70% | 0.15 | 0.27 | 0.27 | 0.27 | 0.27 | 0.27 | 0.27 | 0.27 | 0.27 | 0.27 | 0.27 | 0.27 | 0.27 | 0.27 | 0.27 | 0.27 | 0.27 | 0.27 | 0.27 | 0.27 | 0.27 | 0.27
AIRDF94020 | L | Agricultural | Irrigation | Discharge Fitting Equipment | Low Angle Heads | AgrIrrg | 5 | 70% | 0.15 | 0.27 | 0.27 | 0.27 | 0.27 | 0.27 | 0.27 | 0.27 | 0.27 | 0.27 | 0.27 | 0.27 | 0.27 | 0.27 | 0.27 | 0.27 | 0.27 | 0.27 | 0.27 | 0.27 | 0.27 | 0.27
AIRDF94021 | L | Agricultural | Irrigation | Discharge Fitting Equipment | Low Pressure End guns/Big guns | AgrIrrg | 5 | 70% | 0.15 | 0.27 | 0.27 | 0.27 | 0.27 | 0.27 | 0.27 | 0.27 | 0.27 | 0.27 | 0.27 | 0.27 | 0.27 | 0.27 | 0.27 | 0.27 | 0.27 | 0.27 | 0.27 | 0.27 | 0.27 | 0.27
AIRDF94022 | L | Agricultural | Irrigation | Discharge Fitting Equipment | Nozzle Replacement | AgrIrrg | 5 | 70% | 0.15 | 0.27 | 0.27 | 0.27 | 0.27 | 0.27 | 0.27 | 0.27 | 0.27 | 0.27 | 0.27 | 0.27 | 0.27 | 0.27 | 0.27 | 0.27 | 0.27 | 0.27 | 0.27 | 0.27 | 0.27 | 0.27
AIRDF94023 | L | Agricultural | Irrigation | Discharge Fitting Equipment | Spray Heads | AgrIrrg | 5 | 70% | 0.15 | 0.27 | 0.27 | 0.27 | 0.27 | 0.27 | 0.27 | 0.27 | 0.27 | 0.27 | 0.27 | 0.27 | 0.27 | 0.27 | 0.27 | 0.27 | 0.27 | 0.27 | 0.27 | 0.27 | 0.27 | 0.27
AIRHE84024 | R | Agricultural | Irrigation | Handmove and Sideroll System and Equipment | Reduce System Friction Head | AgrIrrg | 15 | 70% | 0.15 | 0.2 | 0.2 | 0.2 | 0.25 | 0.25 | 0.25 | 0.25 | 0.25 | 0.25 | 0.25 | 0.25 | 0.25 | 0.25 | 0.25 | 0.25 | 0.25 | 0.25 | 0.25 | 0.25 | 0.25 | 0.25
AIRHE84025 | R | Agricultural | Irrigation | Handmove and Sideroll System and Equipment | Reduce System Leakage | AgrIrrg | 5 | 70% | 0.15 | 0.2 | 0.2 | 0.2 | 0.25 | 0.25 | 0.25 | 0.25 | 0.25 | 0.25 | 0.25 | 0.25 | 0.25 | 0.25 | 0.25 | 0.25 | 0.25 | 0.25 | 0.25 | 0.25 | 0.25 | 0.25
AIRHE84026 | R | Agricultural | Irrigation | Handmove and Sideroll System and Equipment | Reduce System Lift | AgrIrrg | 10 | 70% | 0.15 | 0.2 | 0.2 | 0.2 | 0.25 | 0.25 | 0.25 | 0.25 | 0.25 | 0.25 | 0.25 | 0.25 | 0.25 | 0.25 | 0.25 | 0.25 | 0.25 | 0.25 | 0.25 | 0.25 | 0.25 | 0.25
AIRHE84027 | R | Agricultural | Irrigation | Handmove and Sideroll System and Equipment | System Water Delivery Improvements | AgrIrrg | 5 | 70% | 0.15 | 0.2 | 0.2 | 0.2 | 0.25 | 0.25 | 0.25 | 0.25 | 0.25 | 0.25 | 0.25 | 0.25 | 0.25 | 0.25 | 0.25 | 0.25 | 0.25 | 0.25 | 0.25 | 0.25 | 0.25 | 0.25
AIRHE94024 | L | Agricultural | Irrigation | Handmove and Sideroll System and Equipment | Reduce System Friction Head | AgrIrrg | 15 | 70% | 0.15 | 0.27 | 0.27 | 0.27 | 0.27 | 0.27 | 0.27 | 0.27 | 0.27 | 0.27 | 0.27 | 0.27 | 0.27 | 0.27 | 0.27 | 0.27 | 0.27 | 0.27 | 0.27 | 0.27 | 0.27 | 0.27
AIRHE94025 | L | Agricultural | Irrigation | Handmove and Sideroll System and Equipment | Reduce System Leakage | AgrIrrg | 5 | 70% | 0.15 | 0.27 | 0.27 | 0.27 | 0.27 | 0.27 | 0.27 | 0.27 | 0.27 | 0.27 | 0.27 | 0.27 | 0.27 | 0.27 | 0.27 | 0.27 | 0.27 | 0.27 | 0.27 | 0.27 | 0.27 | 0.27
AIRHE94026 | L | Agricultural | Irrigation | Handmove and Sideroll System and Equipment | Reduce System Lift | AgrIrrg | 10 | 70% | 0.15 | 0.27 | 0.27 | 0.27 | 0.27 | 0.27 | 0.27 | 0.27 | 0.27 | 0.27 | 0.27 | 0.27 | 0.27 | 0.27 | 0.27 | 0.27 | 0.27 | 0.27 | 0.27 | 0.27 | 0.27 | 0.27
AIRHE94027 | L | Agricultural | Irrigation | Handmove and Sideroll System and Equipment | System Water Delivery Improvements | AgrIrrg | 5 | 70% | 0.15 | 0.27 | 0.27 | 0.27 | 0.27 | 0.27 | 0.27 | 0.27 | 0.27 | 0.27 | 0.27 | 0.27 | 0.27 | 0.27 | 0.27 | 0.27 | 0.27 | 0.27 | 0.27 | 0.27 | 0.27 | 0.27
AIRIS84028 | R | Agricultural | Irrigation | Irrigation System Improvements | Change in Water Source | AgrIrrg | 5 | 70% | 0.15 | 0.2 | 0.2 | 0.2 | 0.25 | 0.25 | 0.25 | 0.25 | 0.25 | 0.25 | 0.25 | 0.25 | 0.25 | 0.25 | 0.25 | 0.25 | 0.25 | 0.25 | 0.25 | 0.25 | 0.25 | 0.25
AIRIS84029 | R | Agricultural | Irrigation | Irrigation System Improvements | Irrigation System Improvements | AgrIrrg | 5 | 70% | 0.15 | 0.2 | 0.2 | 0.2 | 0.25 | 0.25 | 0.25 | 0.25 | 0.25 | 0.25 | 0.25 | 0.25 | 0.25 | 0.25 | 0.25 | 0.25 | 0.25 | 0.25 | 0.25 | 0.25 | 0.25 | 0.25
AIRIS84030 | R | Agricultural | Irrigation | Irrigation System Improvements | Reduce Delivery System Leakage | AgrIrrg | 5 | 70% | 0.15 | 0.2 | 0.2 | 0.2 | 0.25 | 0.25 | 0.25 | 0.25 | 0.25 | 0.25 | 0.25 | 0.25 | 0.25 | 0.25 | 0.25 | 0.25 | 0.25 | 0.25 | 0.25 | 0.25 | 0.25 | 0.25
AIRIS84096 | R | Agricultural | Irrigation | Irrigation System Improvements | Irrigation System Control Improvements (VFD) | AgrIrrg | 5 | 70% | 0.15 | 0.2 | 0.2 | 0.2 | 0.25 | 0.25 | 0.25 | 0.25 | 0.25 | 0.25 | 0.25 | 0.25 | 0.25 | 0.25 | 0.25 | 0.25 | 0.25 | 0.25 | 0.25 | 0.25 | 0.25 | 0.25
AIRIS84097 | R | Agricultural | Irrigation | Irrigation System Improvements | Irrigation System Control Improvements (non-VFD) | AgrIrrg | 5 | 70% | 0.15 | 0.2 | 0.2 | 0.2 | 0.25 | 0.25 | 0.25 | 0.25 | 0.25 | 0.25 | 0.25 | 0.25 | 0.25 | 0.25 | 0.25 | 0.25 | 0.25 | 0.25 | 0.25 | 0.25 | 0.25 | 0.25
AIRIS94028 | L | Agricultural | Irrigation | Irrigation System Improvements | Change in Water Source | AgrIrrg | 5 | 70% | 0.15 | 0.27 | 0.27 | 0.27 | 0.27 | 0.27 | 0.27 | 0.27 | 0.27 | 0.27 | 0.27 | 0.27 | 0.27 | 0.27 | 0.27 | 0.27 | 0.27 | 0.27 | 0.27 | 0.27 | 0.27 | 0.27
AIRIS94029 | L | Agricultural | Irrigation | Irrigation System Improvements | Irrigation System Improvements | AgrIrrg | 5 | 70% | 0.15 | 0.27 | 0.27 | 0.27 | 0.27 | 0.27 | 0.27 | 0.27 | 0.27 | 0.27 | 0.27 | 0.27 | 0.27 | 0.27 | 0.27 | 0.27 | 0.27 | 0.27 | 0.27 | 0.27 | 0.27 | 0.27
AIRIS94030 | L | Agricultural | Irrigation | Irrigation System Improvements | Reduce Delivery System Leakage | AgrIrrg | 5 | 70% | 0.15 | 0.27 | 0.27 | 0.27 | 0.27 | 0.27 | 0.27 | 0.27 | 0.27 | 0.27 | 0.27 | 0.27 | 0.27 | 0.27 | 0.27 | 0.27 | 0.27 | 0.27 | 0.27 | 0.27 | 0.27 | 0.27
AIRIS94096 | L | Agricultural | Irrigation | Irrigation System Improvements | Irrigation System Control Improvements (VFD) | AgrIrrg | 5 | 70% | 0.15 | 0.27 | 0.27 | 0.27 | 0.27 | 0.27 | 0.27 | 0.27 | 0.27 | 0.27 | 0.27 | 0.27 | 0.27 | 0.27 | 0.27 | 0.27 | 0.27 | 0.27 | 0.27 | 0.27 | 0.27 | 0.27
AIRIS94097 | L | Agricultural | Irrigation | Irrigation System Improvements | Irrigation System Control Improvements (non-VFD) | AgrIrrg | 5 | 70% | 0.15 | 0.27 | 0.27 | 0.27 | 0.27 | 0.27 | 0.27 | 0.27 | 0.27 | 0.27 | 0.27 | 0.27 | 0.27 | 0.27 | 0.27 | 0.27 | 0.27 | 0.27 | 0.27 | 0.27 | 0.27 | 0.27
AIRMS84031 | R | Agricultural | Irrigation | Mainline System and Equipment | Interactive Mainline System and Equipment Improvements | AgrIrrg | 10 | 70% | 0.15 | 0.2 | 0.2 | 0.2 | 0.25 | 0.25 | 0.25 | 0.25 | 0.25 | 0.25 | 0.25 | 0.25 | 0.25 | 0.25 | 0.25 | 0.25 | 0.25 | 0.25 | 0.25 | 0.25 | 0.25 | 0.25
AIRMS84032 | R | Agricultural | Irrigation | Mainline System and Equipment | Mainline System Pump Improvements | AgrIrrg | 10 | 70% | 0.15 | 0.2 | 0.2 | 0.2 | 0.25 | 0.25 | 0.25 | 0.25 | 0.25 | 0.25 | 0.25 | 0.25 | 0.25 | 0.25 | 0.25 | 0.25 | 0.25 | 0.25 | 0.25 | 0.25 | 0.25 | 0.25
AIRMS84033 | R | Agricultural | Irrigation | Mainline System and Equipment | Reduce Friction Loss | AgrIrrg | 15 | 70% | 0.15 | 0.2 | 0.2 | 0.2 | 0.25 | 0.25 | 0.25 | 0.25 | 0.25 | 0.25 | 0.25 | 0.25 | 0.25 | 0.25 | 0.25 | 0.25 | 0.25 | 0.25 | 0.25 | 0.25 | 0.25 | 0.25
AIRMS84034 | R | Agricultural | Irrigation | Mainline System and Equipment | Reduce System Friction Head | AgrIrrg | 15 | 70% | 0.15 | 0.2 | 0.2 | 0.2 | 0.25 | 0.25 | 0.25 | 0.25 | 0.25 | 0.25 | 0.25 | 0.25 | 0.25 | 0.25 | 0.25 | 0.25 | 0.25 | 0.25 | 0.25 | 0.25 | 0.25 | 0.25
AIRMS84035 | R | Agricultural | Irrigation | Mainline System and Equipment | Reduce System Leakage | AgrIrrg | 5 | 70% | 0.15 | 0.2 | 0.2 | 0.2 | 0.25 | 0.25 | 0.25 | 0.25 | 0.25 | 0.25 | 0.25 | 0.25 | 0.25 | 0.25 | 0.25 | 0.25 | 0.25 | 0.25 | 0.25 | 0.25 | 0.25 | 0.25
AIRMS84036 | R | Agricultural | Irrigation | Mainline System and Equipment | Reduce System Lift | AgrIrrg | 10 | 70% | 0.15 | 0.2 | 0.2 | 0.2 | 0.25 | 0.25 | 0.25 | 0.25 | 0.25 | 0.25 | 0.25 | 0.25 | 0.25 | 0.25 | 0.25 | 0.25 | 0.25 | 0.25 | 0.25 | 0.25 | 0.25 | 0.25
AIRMS84037 | R | Agricultural | Irrigation | Mainline System and Equipment | System Water Delivery Improvements | AgrIrrg | 5 | 70% | 0.15 | 0.2 | 0.2 | 0.2 | 0.25 | 0.25 | 0.25 | 0.25 | 0.25 | 0.25 | 0.25 | 0.25 | 0.25 | 0.25 | 0.25 | 0.25 | 0.25 | 0.25 | 0.25 | 0.25 | 0.25 | 0.25
AIRMS84098 | R | Agricultural | Irrigation | Mainline System and Equipment | Gravity Feed Pressurization Improvements | AgrIrrg | 30 | 70% | 0.15 | 0.2 | 0.2 | 0.2 | 0.25 | 0.25 | 0.35 | 0.35 | 0.35 | 0.35 | 0.35 | 0.35 | 0.35 | 0.35 | 0.35 | 0.35 | 0.35 | 0.35 | 0.35 | 0.35 | 0.35 | 0.35
AIRMS94031 | L | Agricultural | Irrigation | Mainline System and Equipment | Interactive Mainline System and Equipment Improvements | AgrIrrg | 10 | 70% | 0.15 | 0.27 | 0.27 | 0.27 | 0.27 | 0.27 | 0.27 | 0.27 | 0.27 | 0.27 | 0.27 | 0.27 | 0.27 | 0.27 | 0.27 | 0.27 | 0.27 | 0.27 | 0.27 | 0.27 | 0.27 | 0.27
AIRMS94032 | L | Agricultural | Irrigation | Mainline System and Equipment | Mainline System Pump Improvements | AgrIrrg | 10 | 70% | 0.15 | 0.27 | 0.27 | 0.27 | 0.27 | 0.27 | 0.27 | 0.27 | 0.27 | 0.27 | 0.27 | 0.27 | 0.27 | 0.27 | 0.27 | 0.27 | 0.27 | 0.27 | 0.27 | 0.27 | 0.27 | 0.27
AIRMS94033 | L | Agricultural | Irrigation | Mainline System and Equipment | Reduce Friction Loss | AgrIrrg | 15 | 70% | 0.15 | 0.27 | 0.27 | 0.27 | 0.27 | 0.27 | 0.27 | 0.27 | 0.27 | 0.27 | 0.27 | 0.27 | 0.27 | 0.27 | 0.27 | 0.27 | 0.27 | 0.27 | 0.27 | 0.27 | 0.27 | 0.27
AIRMS94034 | L | Agricultural | Irrigation | Mainline System and Equipment | Reduce System Friction Head | AgrIrrg | 15 | 70% | 0.15 | 0.27 | 0.27 | 0.27 | 0.27 | 0.27 | 0.27 | 0.27 | 0.27 | 0.27 | 0.27 | 0.27 | 0.27 | 0.27 | 0.27 | 0.27 | 0.27 | 0.27 | 0.27 | 0.27 | 0.27 | 0.27
AIRMS94035 | L | Agricultural | Irrigation | Mainline System and Equipment | Reduce System Leakage | AgrIrrg | 5 | 70% | 0.15 | 0.27 | 0.27 | 0.27 | 0.27 | 0.27 | 0.27 | 0.27 | 0.27 | 0.27 | 0.27 | 0.27 | 0.27 | 0.27 | 0.27 | 0.27 | 0.27 | 0.27 | 0.27 | 0.27 | 0.27 | 0.27
AIRMS94036 | L | Agricultural | Irrigation | Mainline System and Equipment | Reduce System Lift | AgrIrrg | 10 | 70% | 0.15 | 0.27 | 0.27 | 0.27 | 0.27 | 0.27 | 0.27 | 0.27 | 0.27 | 0.27 | 0.27 | 0.27 | 0.27 | 0.27 | 0.27 | 0.27 | 0.27 | 0.27 | 0.27 | 0.27 | 0.27 | 0.27
AIRMS94037 | L | Agricultural | Irrigation | Mainline System and Equipment | System Water Delivery Improvements | AgrIrrg | 5 | 70% | 0.15 | 0.27 | 0.27 | 0.27 | 0.27 | 0.27 | 0.27 | 0.27 | 0.27 | 0.27 | 0.27 | 0.27 | 0.27 | 0.27 | 0.27 | 0.27 | 0.27 | 0.27 | 0.27 | 0.27 | 0.27 | 0.27
AIRMS94098 | L | Agricultural | Irrigation | Mainline System and Equipment | Gravity Feed Pressurization Improvements | AgrIrrg | 30 | 70% | 0.15 | 0.27 | 0.27 | 0.27 | 0.27 | 0.27 | 0.35 | 0.35 | 0.35 | 0.35 | 0.35 | 0.35 | 0.35 | 0.35 | 0.35 | 0.35 | 0.35 | 0.35 | 0.35 | 0.35 | 0.35 | 0.35
AIRPF84038 | R | Agricultural | Irrigation | Pumps and Fans | Centrifugal Pump System Improvements | AgrIrrg | 10 | 70% | 0.15 | 0.2 | 0.2 | 0.2 | 0.25 | 0.25 | 0.25 | 0.25 | 0.25 | 0.25 | 0.25 | 0.25 | 0.25 | 0.25 | 0.25 | 0.25 | 0.25 | 0.25 | 0.25 | 0.25 | 0.25 | 0.25
AIRPF84039 | R | Agricultural | Irrigation | Pumps and Fans | Turbine Pump System Improvements | AgrIrrg | 10 | 70% | 0.15 | 0.2 | 0.2 | 0.2 | 0.25 | 0.25 | 0.25 | 0.25 | 0.25 | 0.25 | 0.25 | 0.25 | 0.25 | 0.25 | 0.25 | 0.25 | 0.25 | 0.25 | 0.25 | 0.25 | 0.25 | 0.25
AIRPF94038 | L | Agricultural | Irrigation | Pumps and Fans | Centrifugal Pump System Improvements | AgrIrrg | 10 | 70% | 0.15 | 0.27 | 0.27 | 0.27 | 0.27 | 0.27 | 0.27 | 0.27 | 0.27 | 0.27 | 0.27 | 0.27 | 0.27 | 0.27 | 0.27 | 0.27 | 0.27 | 0.27 | 0.27 | 0.27 | 0.27 | 0.27
AIRPF94039 | L | Agricultural | Irrigation | Pumps and Fans | Turbine Pump System Improvements | AgrIrrg | 10 | 70% | 0.15 | 0.27 | 0.27 | 0.27 | 0.27 | 0.27 | 0.27 | 0.27 | 0.27 | 0.27 | 0.27 | 0.27 | 0.27 | 0.27 | 0.27 | 0.27 | 0.27 | 0.27 | 0.27 | 0.27 | 0.27 | 0.27
AIRSF84041 | R | Agricultural | Irrigation | Suction Fittings Equipment | Reduce Cavitation | AgrIrrg | 10 | 70% | 0.15 | 0.2 | 0.2 | 0.2 | 0.25 | 0.25 | 0.25 | 0.25 | 0.25 | 0.25 | 0.25 | 0.25 | 0.25 | 0.25 | 0.25 | 0.25 | 0.25 | 0.25 | 0.25 | 0.25 | 0.25 | 0.25
AIRSF84042 | R | Agricultural | Irrigation | Suction Fittings Equipment | Reduce System Friction Head | AgrIrrg | 15 | 70% | 0.15 | 0.2 | 0.2 | 0.2 | 0.25 | 0.25 | 0.25 | 0.25 | 0.25 | 0.25 | 0.25 | 0.25 | 0.25 | 0.25 | 0.25 | 0.25 | 0.25 | 0.25 | 0.25 | 0.25 | 0.25 | 0.25
AIRSF84043 | R | Agricultural | Irrigation | Suction Fittings Equipment | Reduce System Leakage | AgrIrrg | 5 | 70% | 0.15 | 0.2 | 0.2 | 0.2 | 0.25 | 0.25 | 0.25 | 0.25 | 0.25 | 0.25 | 0.25 | 0.25 | 0.25 | 0.25 | 0.25 | 0.25 | 0.25 | 0.25 | 0.25 | 0.25 | 0.25 | 0.25
AIRSF84044 | R | Agricultural | Irrigation | Suction Fittings Equipment | Reduce System Lift | AgrIrrg | 10 | 70% | 0.15 | 0.2 | 0.2 | 0.2 | 0.25 | 0.25 | 0.25 | 0.25 | 0.25 | 0.25 | 0.25 | 0.25 | 0.25 | 0.25 | 0.25 | 0.25 | 0.25 | 0.25 | 0.25 | 0.25 | 0.25 | 0.25
AIRSF94041 | L | Agricultural | Irrigation | Suction Fittings Equipment | Reduce Cavitation | AgrIrrg | 10 | 70% | 0.15 | 0.27 | 0.27 | 0.27 | 0.27 | 0.27 | 0.27 | 0.27 | 0.27 | 0.27 | 0.27 | 0.27 | 0.27 | 0.27 | 0.27 | 0.27 | 0.27 | 0.27 | 0.27 | 0.27 | 0.27 | 0.27
AIRSF94042 | L | Agricultural | Irrigation | Suction Fittings Equipment | Reduce System Friction Head | AgrIrrg | 15 | 70% | 0.15 | 0.27 | 0.27 | 0.27 | 0.27 | 0.27 | 0.27 | 0.27 | 0.27 | 0.27 | 0.27 | 0.27 | 0.27 | 0.27 | 0.27 | 0.27 | 0.27 | 0.27 | 0.27 | 0.27 | 0.27 | 0.27
AIRSF94043 | L | Agricultural | Irrigation | Suction Fittings Equipment | Reduce System Leakage | AgrIrrg | 5 | 70% | 0.15 | 0.27 | 0.27 | 0.27 | 0.27 | 0.27 | 0.27 | 0.27 | 0.27 | 0.27 | 0.27 | 0.27 | 0.27 | 0.27 | 0.27 | 0.27 | 0.27 | 0.27 | 0.27 | 0.27 | 0.27 | 0.27
AIRSF94044 | L | Agricultural | Irrigation | Suction Fittings Equipment | Reduce System Lift | AgrIrrg | 10 | 70% | 0.15 | 0.27 | 0.27 | 0.27 | 0.27 | 0.27 | 0.27 | 0.27 | 0.27 | 0.27 | 0.27 | 0.27 | 0.27 | 0.27 | 0.27 | 0.27 | 0.27 | 0.27 | 0.27 | 0.27 | 0.27 | 0.27
ALIDE84045 | R | Agricultural | Lighting | Delamping | Delamping | ExCommLight | 12 | 70% | 0.15 | 0.2 | 0.2 | 0.2 | 0.25 | 0.25 | 0.25 | 0.18 | 0.18 | 0.18 | 0.18 | 0.18 | 0.18 | 0.18 | 0.18 | 0.18 | 0.18 | NA | NA | NA | NA | NA
ALIDE94045 | L | Agricultural | Lighting | Delamping | Delamping | NewCommLight | 12 | 70% | 0.15 | 0.27 | 0.27 | 0.27 | 0.27 | 0.27 | 0.27 | 0.18 | 0.18 | 0.18 | 0.18 | 0.18 | 0.18 | 0.18 | 0.18 | 0.18 | 0.18 | NA | NA | NA | NA | NA
ALILB84054 | R | Agricultural | Lighting | Lamps/Ballasts/Fixtures | Stall Lighting | ExCommLight | 12 | 70% | 0.15 | 0.2 | 0.2 | 0.2 | 0.25 | 0.25 | 0.25 | 0.18 | 0.18 | 0.18 | 0.18 | 0.18 | 0.18 | 0.18 | 0.18 | 0.18 | 0.18 | 0.18 | 0.18 | 0.13 | 0.13 | 0.13
ALILB84099 | R | Agricultural | Lighting | Lamps/Ballasts/Fixtures | T8 Linear Fluorescents | ExCommLight | 12 | 70% | 0.2 | 0.27 | 0.27 | 0.27 | 0.27 | 0.27 | 0.27 | 0.18 | 0.18 | 0.18 | 0.18 | 0.18 | 0.18 | 0.18 | 0.18 | 0.18 | 0.18 | NA | NA | NA | NA | NA
ALILB84100 | R | Agricultural | Lighting | Lamps/Ballasts/Fixtures | Compact Fluorescents | ExCommLight | 12 | 70% | 0.2 | 0.27 | 0.27 | 0.27 | 0.27 | 0.27 | 0.27 | 0.18 | 0.18 | 0.18 | 0.18 | 0.18 | 0.18 | 0.18 | 0.18 | 0.18 | 0.18 | NA | NA | NA | NA | NA
ALILB84101 | R | Agricultural | Lighting | Lamps/Ballasts/Fixtures | Induction | ExCommLight | 12 | 70% | 0.2 | 0.27 | 0.27 | 0.27 | 0.27 | 0.27 | 0.27 | 0.18 | 0.18 | 0.18 | 0.18 | 0.18 | 0.18 | 0.18 | 0.18 | 0.18 | 0.18 | NA | NA | NA | NA | NA
ALILB84102 | R | Agricultural | Lighting | Lamps/Ballasts/Fixtures | Electronic Metal Halide | ExCommLight | 12 | 70% | 0.2 | 0.27 | 0.27 | 0.27 | 0.27 | 0.27 | 0.27 | 0.18 | 0.18 | 0.18 | 0.18 | 0.18 | 0.18 | 0.18 | 0.18 | 0.18 | 0.18 | NA | NA | NA | NA | NA
ALILB84103 | R | Agricultural | Lighting | Lamps/Ballasts/Fixtures | Linear Fluorescent High Bay | ExCommLight | 12 | 70% | 0.2 | 0.27 | 0.27 | 0.27 | 0.27 | 0.27 | 0.27 | 0.18 | 0.18 | 0.18 | 0.18 | 0.18 | 0.18 | 0.18 | 0.18 | 0.18 | 0.18 | NA | NA | NA | NA | NA
ALILB84104 | R | Agricultural | Lighting | Lamps/Ballasts/Fixtures | LED Small Lamp / Fixture | ExCommLight | 12 | 70% | 0.2 | 0.27 | 0.27 | 0.27 | 0.27 | 0.27 | 0.27 | 0.18 | 0.18 | 0.18 | 0.18 | 0.18 | 0.18 | 0.18 | 0.18 | 0.18 | 0.18 | 0.18 | 0.18 | 0.13 | 0.13 | 0.13
ALILB84105 | R | Agricultural | Lighting | Lamps/Ballasts/Fixtures | LED Tubes | ExCommLight | 12 | 70% | 0.2 | 0.27 | 0.27 | 0.27 | 0.27 | 0.27 | 0.27 | 0.18 | 0.18 | 0.18 | 0.18 | 0.18 | 0.18 | 0.18 | 0.18 | 0.18 | 0.18 | 0.18 | 0.18 | 0.13 | 0.13 | 0.13
ALILB84106 | R | Agricultural | Lighting | Lamps/Ballasts/Fixtures | LED Exterior | ExCommLight | 12 | 70% | 0.2 | 0.27 | 0.27 | 0.27 | 0.27 | 0.27 | 0.27 | 0.18 | 0.18 | 0.18 | 0.18 | 0.18 | 0.18 | 0.18 | 0.18 | 0.18 | 0.18 | 0.18 | 0.18 | 0.13 | 0.13 | 0.13
ALILB84107 | R | Agricultural | Lighting | Lamps/Ballasts/Fixtures | LED High Bay | ExCommLight | 12 | 70% | 0.2 | 0.27 | 0.27 | 0.27 | 0.27 | 0.27 | 0.27 | 0.18 | 0.18 | 0.18 | 0.18 | 0.18 | 0.18 | 0.18 | 0.18 | 0.18 | 0.18 | 0.18 | 0.18 | 0.13 | 0.13 | 0.13
ALILB84108 | R | Agricultural | Lighting | Lamps/Ballasts/Fixtures | LED Parking Garage | ExCommLight | 12 | 70% | 0.2 | 0.27 | 0.27 | 0.27 | 0.27 | 0.27 | 0.27 | 0.18 | 0.18 | 0.18 | 0.18 | 0.18 | 0.18 | 0.18 | 0.18 | 0.18 | 0.18 | NA | NA | NA | NA | NA
ALILB84109 | R | Agricultural | Lighting | Lamps/Ballasts/Fixtures | LED Linear Strip | ExCommLight | 12 | 70% | 0.2 | 0.27 | 0.27 | 0.27 | 0.27 | 0.27 | 0.27 | 0.18 | 0.18 | 0.18 | 0.18 | 0.18 | 0.18 | 0.18 | 0.18 | 0.18 | 0.18 | 0.18 | 0.18 | 0.13 | 0.13 | 0.13
ALILB84110 | R | Agricultural | Lighting | Lamps/Ballasts/Fixtures | Other | ExCommLight | 12 | 70% | 0.2 | 0.27 | 0.27 | 0.27 | 0.27 | 0.27 | 0.27 | 0.18 | 0.18 | 0.18 | 0.18 | 0.18 | 0.18 | 0.18 | 0.18 | 0.18 | 0.18 | 0.18 | 0.18 | 0.13 | 0.13 | 0.13
ALILB84112 | R | Agricultural | Lighting | Lamps/Ballasts/Fixtures | Decommissioning/Fixtures Increase | ExCommLight | 12 | 70% | 0.2 | 0.27 | 0.27 | 0.27 | 0.27 | 0.27 | 0.27 | 0.18 | 0.18 | 0.18 | 0.18 | 0.18 | 0.18 | 0.18 | 0.18 | 0.18 | 0.18 | NA | NA | NA | NA | NA
ALILB84113 | R | Agricultural | Lighting | Lamps/Ballasts/Fixtures | Non-Standard | ExCommLight | 12 | 70% | 0.2 | 0.27 | 0.27 | 0.27 | 0.27 | 0.27 | 0.27 | 0.18 | 0.18 | 0.18 | 0.18 | 0.18 | 0.18 | 0.18 | 0.18 | 0.18 | 0.18 | NA | NA | NA | NA | NA
ALILB84123 | R | Agricultural | Lighting | Lamps/Ballasts/Fixtures | LED Low Bay | ExCommLight | 12 | 70% | NA | NA | NA | NA | NA | NA | NA | NA | NA | NA | NA | NA | NA | NA | NA | NA | NA | 0.18 | 0.18 | 0.13 | 0.13 | 0.13
ALILB84124 | R | Agricultural | Lighting | Lamps/Ballasts/Fixtures | LED Mogul Base | ExCommLight | 12 | 70% | NA | NA | NA | NA | NA | NA | NA | NA | NA | NA | NA | NA | NA | NA | NA | NA | NA | 0.18 | 0.18 | 0.13 | 0.13 | 0.13
ALILB84125 | R | Agricultural | Lighting | Lamps/Ballasts/Fixtures | LED Exit Sign | ExCommLight | 12 | 70% | NA | NA | NA | NA | NA | NA | NA | NA | NA | NA | NA | NA | NA | NA | NA | NA | NA | 0.18 | 0.18 | 0.13 | 0.13 | 0.13
ALILB84126 | R | Agricultural | Lighting | Lamps/Ballasts/Fixtures | Fluorescent | ExCommLight | 12 | 70% | NA | NA | NA | NA | NA | NA | NA | NA | NA | NA | NA | NA | NA | NA | NA | NA | NA | 0.18 | 0.18 | 0.13 | 0.13 | 0.13
ALILB84127 | R | Agricultural | Lighting | Lamps/Ballasts/Fixtures | Signage | ExCommLight | 12 | 70% | NA | NA | NA | NA | NA | NA | NA | NA | NA | NA | NA | NA | NA | NA | NA | NA | NA | 0.18 | 0.18 | 0.13 | 0.13 | 0.13
ALILB94054 | L | Agricultural | Lighting | Lamps/Ballasts/Fixtures | Stall Lighting | NewCommLight | 12 | 70% | 0.15 | 0.27 | 0.27 | 0.27 | 0.27 | 0.27 | 0.27 | 0.18 | 0.18 | 0.18 | 0.18 | 0.18 | 0.18 | 0.18 | 0.18 | 0.18 | 0.18 | 0.18 | 0.18 | 0.13 | 0.13 | 0.13
ALILB94099 | L | Agricultural | Lighting | Lamps/Ballasts/Fixtures | T8 Linear Fluorescents | NewCommLight | 12 | 70% | 0.2 | 0.27 | 0.27 | 0.27 | 0.27 | 0.27 | 0.27 | 0.18 | 0.18 | 0.18 | 0.18 | 0.18 | 0.18 | 0.18 | 0.18 | 0.18 | 0.18 | NA | NA | NA | NA | NA
ALILB94100 | L | Agricultural | Lighting | Lamps/Ballasts/Fixtures | Compact Fluorescents | NewCommLight | 12 | 70% | 0.2 | 0.27 | 0.27 | 0.27 | 0.27 | 0.27 | 0.27 | 0.18 | 0.18 | 0.18 | 0.18 | 0.18 | 0.18 | 0.18 | 0.18 | 0.18 | 0.18 | NA | NA | NA | NA | NA
ALILB94101 | L | Agricultural | Lighting | Lamps/Ballasts/Fixtures | Induction | NewCommLight | 12 | 70% | 0.2 | 0.27 | 0.27 | 0.27 | 0.27 | 0.27 | 0.27 | 0.18 | 0.18 | 0.18 | 0.18 | 0.18 | 0.18 | 0.18 | 0.18 | 0.18 | 0.18 | NA | NA | NA | NA | NA
ALILB94102 | L | Agricultural | Lighting | Lamps/Ballasts/Fixtures | Electronic Metal Halide | NewCommLight | 12 | 70% | 0.2 | 0.27 | 0.27 | 0.27 | 0.27 | 0.27 | 0.27 | 0.18 | 0.18 | 0.18 | 0.18 | 0.18 | 0.18 | 0.18 | 0.18 | 0.18 | 0.18 | NA | NA | NA | NA | NA
ALILB94103 | L | Agricultural | Lighting | Lamps/Ballasts/Fixtures | Linear Fluorescent High Bay | NewCommLight | 12 | 70% | 0.2 | 0.27 | 0.27 | 0.27 | 0.27 | 0.27 | 0.27 | 0.18 | 0.18 | 0.18 | 0.18 | 0.18 | 0.18 | 0.18 | 0.18 | 0.18 | 0.18 | NA | NA | NA | NA | NA
ALILB94104 | L | Agricultural | Lighting | Lamps/Ballasts/Fixtures | LED Small Lamp / Fixture | NewCommLight | 12 | 70% | 0.2 | 0.27 | 0.27 | 0.27 | 0.27 | 0.27 | 0.27 | 0.18 | 0.18 | 0.18 | 0.18 | 0.18 | 0.18 | 0.18 | 0.18 | 0.18 | 0.18 | 0.18 | 0.18 | 0.13 | 0.13 | 0.13
ALILB94105 | L | Agricultural | Lighting | Lamps/Ballasts/Fixtures | LED Tubes | NewCommLight | 12 | 70% | 0.2 | 0.27 | 0.27 | 0.27 | 0.27 | 0.27 | 0.27 | 0.18 | 0.18 | 0.18 | 0.18 | 0.18 | 0.18 | 0.18 | 0.18 | 0.18 | 0.18 | 0.18 | 0.18 | 0.13 | 0.13 | 0.13
ALILB94106 | L | Agricultural | Lighting | Lamps/Ballasts/Fixtures | LED Exterior | NewCommLight | 12 | 70% | 0.2 | 0.27 | 0.27 | 0.27 | 0.27 | 0.27 | 0.27 | 0.18 | 0.18 | 0.18 | 0.18 | 0.18 | 0.18 | 0.18 | 0.18 | 0.18 | 0.18 | 0.18 | 0.18 | 0.13 | 0.13 | 0.13
ALILB94107 | L | Agricultural | Lighting | Lamps/Ballasts/Fixtures | LED High Bay | NewCommLight | 12 | 70% | 0.2 | 0.27 | 0.27 | 0.27 | 0.27 | 0.27 | 0.27 | 0.18 | 0.18 | 0.18 | 0.18 | 0.18 | 0.18 | 0.18 | 0.18 | 0.18 | 0.18 | 0.18 | 0.18 | 0.13 | 0.13 | 0.13
ALILB94108 | L | Agricultural | Lighting | Lamps/Ballasts/Fixtures | LED Parking Garage | NewCommLight | 12 | 70% | 0.2 | 0.27 | 0.27 | 0.27 | 0.27 | 0.27 | 0.27 | 0.18 | 0.18 | 0.18 | 0.18 | 0.18 | 0.18 | 0.18 | 0.18 | 0.18 | 0.18 | NA | NA | NA | NA | NA
ALILB94109 | L | Agricultural | Lighting | Lamps/Ballasts/Fixtures | LED Linear Strip | NewCommLight | 12 | 70% | 0.2 | 0.27 | 0.27 | 0.27 | 0.27 | 0.27 | 0.27 | 0.18 | 0.18 | 0.18 | 0.18 | 0.18 | 0.18 | 0.18 | 0.18 | 0.18 | 0.18 | 0.18 | 0.18 | 0.13 | 0.13 | 0.13
ALILB94110 | L | Agricultural | Lighting | Lamps/Ballasts/Fixtures | Other | NewCommLight | 12 | 70% | 0.2 | 0.27 | 0.27 | 0.27 | 0.27 | 0.27 | 0.27 | 0.18 | 0.18 | 0.18 | 0.18 | 0.18 | 0.18 | 0.18 | 0.18 | 0.18 | 0.18 | 0.18 | 0.18 | 0.13 | 0.13 | 0.13
ALILB94112 | L | Agricultural | Lighting | Lamps/Ballasts/Fixtures | Decommissioning/Fixtures Increase | NewCommLight | 12 | 70% | 0.2 | 0.27 | 0.27 | 0.27 | 0.27 | 0.27 | 0.27 | 0.18 | 0.18 | 0.18 | 0.18 | 0.18 | 0.18 | 0.18 | 0.18 | 0.18 | 0.18 | NA | NA | NA | NA | NA
ALILB94113 | L | Agricultural | Lighting | Lamps/Ballasts/Fixtures | Non-Standard | NewCommLight | 12 | 70% | 0.2 | 0.27 | 0.27 | 0.27 | 0.27 | 0.27 | 0.27 | 0.18 | 0.18 | 0.18 | 0.18 | 0.18 | 0.18 | 0.18 | 0.18 | 0.18 | 0.18 | NA | NA | NA | NA | NA
ALILB94114 | L | Agricultural | Lighting | Lamps/Ballasts/Fixtures | New Construction | NewCommLight | 12 | 70% | 0.2 | 0.27 | 0.27 | 0.27 | 0.27 | 0.27 | 0.27 | 0.18 | 0.18 | 0.18 | 0.18 | 0.18 | 0.18 | 0.18 | 0.18 | 0.18 | 0.18 | 0.18 | 0.18 | 0.13 | 0.13 | 0.13
ALILB94123 | L | Agricultural | Lighting | Lamps/Ballasts/Fixtures | LED Low Bay | NewCommLight | 12 | 70% | NA | NA | NA | NA | NA | NA | NA | NA | NA | NA | NA | NA | NA | NA | NA | NA | NA | 0.18 | 0.18 | 0.13 | 0.13 | 0.13
ALILB94124 | L | Agricultural | Lighting | Lamps/Ballasts/Fixtures | LED Mogul Base | NewCommLight | 12 | 70% | NA | NA | NA | NA | NA | NA | NA | NA | NA | NA | NA | NA | NA | NA | NA | NA | NA | 0.18 | 0.18 | 0.13 | 0.13 | 0.13
ALILB94125 | L | Agricultural | Lighting | Lamps/Ballasts/Fixtures | LED Exit Sign | NewCommLight | 12 | 70% | NA | NA | NA | NA | NA | NA | NA | NA | NA | NA | NA | NA | NA | NA | NA | NA | NA | 0.18 | 0.18 | 0.13 | 0.13 | 0.13
ALILB94126 | L | Agricultural | Lighting | Lamps/Ballasts/Fixtures | Fluorescent | NewCommLight | 12 | 70% | NA | NA | NA | NA | NA | NA | NA | NA | NA | NA | NA | NA | NA | NA | NA | NA | NA | 0.18 | 0.18 | 0.13 | 0.13 | 0.13
ALILB94127 | L | Agricultural | Lighting | Lamps/Ballasts/Fixtures | Signage | NewCommLight | 12 | 70% | NA | NA | NA | NA | NA | NA | NA | NA | NA | NA | NA | NA | NA | NA | NA | NA | NA | 0.18 | 0.18 | 0.13 | 0.13 | 0.13
ALILC84055 | R | Agricultural | Lighting | Lighting Controls | Control Panels | ExCommLight | 7 | 70% | 0.15 | 0.2 | 0.2 | 0.2 | 0.25 | 0.25 | 0.25 | 0.18 | 0.18 | 0.18 | 0.18 | 0.18 | 0.18 | 0.18 | 0.18 | 0.18 | 0.18 | NA | NA | NA | NA | NA
ALILC84056 | R | Agricultural | Lighting | Lighting Controls | Daylighting | ExCommLight | 7 | 70% | 0.15 | 0.2 | 0.2 | 0.2 | 0.25 | 0.25 | 0.25 | 0.18 | 0.18 | 0.18 | 0.18 | 0.18 | 0.18 | 0.18 | 0.18 | 0.18 | 0.18 | NA | NA | NA | NA | NA
ALILC84057 | R | Agricultural | Lighting | Lighting Controls | Occupancy Sensors | ExCommLight | 7 | 70% | 0.15 | 0.2 | 0.2 | 0.2 | 0.25 | 0.25 | 0.25 | 0.18 | 0.18 | 0.18 | 0.18 | 0.18 | 0.18 | 0.18 | 0.18 | 0.18 | 0.18 | NA | NA | NA | NA | NA
ALILC84058 | R | Agricultural | Lighting | Lighting Controls | Photocells | ExCommLight | 7 | 70% | 0.15 | 0.2 | 0.2 | 0.2 | 0.25 | 0.25 | 0.25 | 0.18 | 0.18 | 0.18 | 0.18 | 0.18 | 0.18 | 0.18 | 0.18 | 0.18 | 0.18 | NA | NA | NA | NA | NA
ALILC84059 | R | Agricultural | Lighting | Lighting Controls | Timers | ExCommLight | 7 | 70% | 0.15 | 0.2 | 0.2 | 0.2 | 0.25 | 0.25 | 0.25 | 0.18 | 0.18 | 0.18 | 0.18 | 0.18 | 0.18 | 0.18 | 0.18 | 0.18 | 0.18 | NA | NA | NA | NA | NA
ALILC84111 | R | Agricultural | Lighting | Lighting Controls | Controls | ExCommLight | 7 | 70% | 0.2 | 0.27 | 0.27 | 0.27 | 0.27 | 0.27 | 0.27 | 0.18 | 0.18 | 0.18 | 0.18 | 0.18 | 0.18 | 0.18 | 0.18 | 0.18 | 0.18 | 0.18 | 0.18 | 0.13 | 0.13 | 0.13
ALILC94055 | L | Agricultural | Lighting | Lighting Controls | Control Panels | NewCommLight | 7 | 70% | 0.15 | 0.27 | 0.27 | 0.27 | 0.27 | 0.27 | 0.27 | 0.18 | 0.18 | 0.18 | 0.18 | 0.18 | 0.18 | 0.18 | 0.18 | 0.18 | 0.18 | NA | NA | NA | NA | NA
ALILC94056 | L | Agricultural | Lighting | Lighting Controls | Daylighting | NewCommLight | 7 | 70% | 0.15 | 0.27 | 0.27 | 0.27 | 0.27 | 0.27 | 0.27 | 0.18 | 0.18 | 0.18 | 0.18 | 0.18 | 0.18 | 0.18 | 0.18 | 0.18 | 0.18 | NA | NA | NA | NA | NA
ALILC94057 | L | Agricultural | Lighting | Lighting Controls | Occupancy Sensors | NewCommLight | 7 | 70% | 0.15 | 0.27 | 0.27 | 0.27 | 0.27 | 0.27 | 0.27 | 0.18 | 0.18 | 0.18 | 0.18 | 0.18 | 0.18 | 0.18 | 0.18 | 0.18 | 0.18 | NA | NA | NA | NA | NA
ALILC94058 | L | Agricultural | Lighting | Lighting Controls | Photocells | NewCommLight | 7 | 70% | 0.15 | 0.27 | 0.27 | 0.27 | 0.27 | 0.27 | 0.27 | 0.18 | 0.18 | 0.18 | 0.18 | 0.18 | 0.18 | 0.18 | 0.18 | 0.18 | 0.18 | NA | NA | NA | NA | NA
ALILC94059 | L | Agricultural | Lighting | Lighting Controls | Timers | NewCommLight | 7 | 70% | 0.15 | 0.27 | 0.27 | 0.27 | 0.27 | 0.27 | 0.27 | 0.18 | 0.18 | 0.18 | 0.18 | 0.18 | 0.18 | 0.18 | 0.18 | 0.18 | 0.18 | NA | NA | NA | NA | NA
ALILC94111 | L | Agricultural | Lighting | Lighting Controls | Controls | NewCommLight | 7 | 70% | 0.2 | 0.27 | 0.27 | 0.27 | 0.27 | 0.27 | 0.27 | 0.18 | 0.18 | 0.18 | 0.18 | 0.18 | 0.18 | 0.18 | 0.18 | 0.18 | 0.18 | 0.18 | 0.18 | 0.13 | 0.13 | 0.13
AMDCI84092 | R | Agricultural | Motors/Drives | Compressed Air System Improvements | Motors/Drives Installation on Compressed Air System | FLAT | 10 | 70% | 0.15 | 0.2 | 0.2 | 0.2 | 0.25 | 0.25 | 0.25 | 0.25 | 0.25 | 0.25 | 0.25 | 0.25 | 0.25 | 0.25 | 0.25 | 0.25 | 0.25 | 0.25 | 0.25 | 0.25 | 0.25 | 0.25
AMDCI94092 | L | Agricultural | Motors/Drives | Compressed Air System Improvements | Motors/Drives Installation on Compressed Air System | FLAT | 10 | 70% | 0.15 | 0.27 | 0.27 | 0.27 | 0.27 | 0.27 | 0.27 | 0.27 | 0.27 | 0.27 | 0.27 | 0.27 | 0.27 | 0.27 | 0.27 | 0.27 | 0.27 | 0.27 | 0.27 | 0.27 | 0.27 | 0.27
AMDMC84061 | R | Agricultural | Motors/Drives | Motors/Drives Controls | Dairy Milking Machine Control Improvements (VFD) | AgrDairyVFD | 10 | 70% | 0.15 | 0.2 | 0.2 | 0.2 | 0.25 | 0.25 | 0.25 | 0.25 | 0.25 | 0.25 | 0.25 | 0.25 | 0.25 | 0.25 | 0.25 | 0.25 | 0.25 | 0.25 | 0.25 | 0.25 | 0.25 | 0.25
AMDMC84062 | R | Agricultural | Motors/Drives | Motors/Drives Controls | Electronically Commutated Motor (ECM) | AgrIrrg | 10 | 70% | 0.15 | 0.2 | 0.2 | 0.2 | 0.25 | 0.25 | 0.25 | 0.25 | 0.25 | 0.25 | 0.25 | 0.25 | 0.25 | 0.25 | 0.25 | 0.25 | 0.25 | 0.25 | 0.25 | 0.25 | 0.25 | 0.25
AMDMC84063 | R | Agricultural | Motors/Drives | Motors/Drives Controls | Energy Management Systems/System Controls | AgrIrrg | 10 | 70% | 0.15 | 0.2 | 0.2 | 0.2 | 0.25 | 0.25 | 0.25 | 0.25 | 0.25 | 0.25 | 0.25 | 0.25 | 0.25 | 0.25 | 0.25 | 0.25 | 0.25 | 0.25 | 0.25 | 0.25 | 0.25 | 0.25
AMDMC84064 | R | Agricultural | Motors/Drives | Motors/Drives Controls | Motors/Drives Control Improvements (non-VFD) | AgrDairyVFD | 10 | 70% | 0.15 | 0.2 | 0.2 | 0.2 | 0.25 | 0.25 | 0.25 | 0.25 | 0.25 | 0.25 | 0.25 | 0.25 | 0.25 | 0.25 | 0.25 | 0.25 | 0.25 | 0.25 | 0.25 | 0.25 | 0.25 | 0.25
AMDMC94061 | L | Agricultural | Motors/Drives | Motors/Drives Controls | Dairy Milking Machine Control Improvements (VFD) | AgrDairyVFD | 10 | 70% | 0.15 | 0.27 | 0.27 | 0.27 | 0.27 | 0.27 | 0.27 | 0.27 | 0.27 | 0.27 | 0.27 | 0.27 | 0.27 | 0.27 | 0.27 | 0.27 | 0.27 | 0.27 | 0.27 | 0.27 | 0.27 | 0.27
AMDMC94062 | L | Agricultural | Motors/Drives | Motors/Drives Controls | Electronically Commutated Motor (ECM) | AgrIrrg | 10 | 70% | 0.15 | 0.27 | 0.27 | 0.27 | 0.27 | 0.27 | 0.27 | 0.27 | 0.27 | 0.27 | 0.27 | 0.27 | 0.27 | 0.27 | 0.27 | 0.27 | 0.27 | 0.27 | 0.27 | 0.27 | 0.27 | 0.27
AMDMC94063 | L | Agricultural | Motors/Drives | Motors/Drives Controls | Energy Management Systems/System Controls | AgrIrrg | 10 | 70% | 0.15 | 0.27 | 0.27 | 0.27 | 0.27 | 0.27 | 0.27 | 0.27 | 0.27 | 0.27 | 0.27 | 0.27 | 0.27 | 0.27 | 0.27 | 0.27 | 0.27 | 0.27 | 0.27 | 0.27 | 0.27 | 0.27
AMDMC94064 | L | Agricultural | Motors/Drives | Motors/Drives Controls | Motors/Drives Control Improvements (non-VFD) | AgrDairyVFD | 10 | 70% | 0.15 | 0.27 | 0.27 | 0.27 | 0.27 | 0.27 | 0.27 | 0.27 | 0.27 | 0.27 | 0.27 | 0.27 | 0.27 | 0.27 | 0.27 | 0.27 | 0.27 | 0.27 | 0.27 | 0.27 | 0.27 | 0.27
AMDMO84060 | R | Agricultural | Motors/Drives | Motors | Motors | AgrIrrg | 10 | 70% | 0.15 | 0.2 | 0.2 | 0.2 | 0.25 | 0.25 | 0.25 | 0.25 | 0.25 | 0.25 | 0.25 | 0.25 | 0.25 | 0.25 | 0.25 | 0.25 | 0.25 | 0.25 | 0.25 | 0.25 | 0.25 | 0.25
AMDMO94060 | L | Agricultural | Motors/Drives | Motors | Motors | AgrIrrg | 10 | 70% | 0.15 | 0.27 | 0.27 | 0.27 | 0.27 | 0.27 | 0.27 | 0.27 | 0.27 | 0.27 | 0.27 | 0.27 | 0.27 | 0.27 | 0.27 | 0.27 | 0.27 | 0.27 | 0.27 | 0.27 | 0.27 | 0.27
AMDPF84066 | R | Agricultural | Motors/Drives | Pumps and Fans | Motors/Drives Installation on Pump System | AgrIrrg | 10 | 70% | 0.15 | 0.2 | 0.2 | 0.2 | 0.25 | 0.25 | 0.25 | 0.25 | 0.25 | 0.25 | 0.25 | 0.25 | 0.25 | 0.25 | 0.25 | 0.25 | 0.25 | 0.25 | 0.25 | 0.25 | 0.25 | 0.25
AMDPF84093 | R | Agricultural | Motors/Drives | Pumps and Fans | Motors/Drives Installation on Pump System | AgrDairyVFD | 10 | 70% | 0.15 | 0.2 | 0.2 | 0.2 | 0.25 | 0.25 | 0.25 | 0.25 | 0.25 | 0.25 | 0.25 | 0.25 | 0.25 | 0.25 | 0.25 | 0.25 | 0.25 | 0.25 | 0.25 | 0.25 | 0.25 | 0.25
AMDPF94066 | L | Agricultural | Motors/Drives | Pumps and Fans | Motors/Drives Installation on Pump System | AgrIrrg | 10 | 70% | 0.15 | 0.27 | 0.27 | 0.27 | 0.27 | 0.27 | 0.27 | 0.27 | 0.27 | 0.27 | 0.27 | 0.27 | 0.27 | 0.27 | 0.27 | 0.27 | 0.27 | 0.27 | 0.27 | 0.27 | 0.27 | 0.27
AMDPF94093 | L | Agricultural | Motors/Drives | Pumps and Fans | Motors/Drives Installation on Pump System | AgrDairyVFD | 10 | 70% | 0.15 | 0.27 | 0.27 | 0.27 | 0.27 | 0.27 | 0.27 | 0.27 | 0.27 | 0.27 | 0.27 | 0.27 | 0.27 | 0.27 | 0.27 | 0.27 | 0.27 | 0.27 | 0.27 | 0.27 | 0.27 | 0.27
APLPF84068 | R | Agricultural | Process Loads | Pumps and Fans | Centrifugal Pump System Improvements | AgrIrrg | 10 | 70% | 0.15 | 0.2 | 0.2 | 0.2 | 0.25 | 0.25 | 0.25 | 0.25 | 0.25 | 0.25 | 0.25 | 0.25 | 0.25 | 0.25 | 0.25 | 0.25 | 0.25 | 0.25 | 0.25 | 0.25 | 0.25 | 0.25
APLPF84069 | R | Agricultural | Process Loads | Pumps and Fans | Fan System Improvements | AgrIrrg | 10 | 70% | 0.15 | 0.2 | 0.2 | 0.2 | 0.25 | 0.25 | 0.25 | 0.25 | 0.25 | 0.25 | 0.25 | 0.25 | 0.25 | 0.25 | 0.25 | 0.25 | 0.25 | 0.25 | 0.25 | 0.25 | 0.25 | 0.25
APLPF84070 | R | Agricultural | Process Loads | Pumps and Fans | Pump System Improvements | AgrIrrg | 10 | 70% | 0.15 | 0.2 | 0.2 | 0.2 | 0.25 | 0.25 | 0.25 | 0.25 | 0.25 | 0.25 | 0.25 | 0.25 | 0.25 | 0.25 | 0.25 | 0.25 | 0.25 | 0.25 | 0.25 | 0.25 | 0.25 | 0.25
APLPF84071 | R | Agricultural | Process Loads | Pumps and Fans | Turbine Pump System Improvements | AgrIrrg | 10 | 70% | 0.15 | 0.2 | 0.2 | 0.2 | 0.25 | 0.25 | 0.25 | 0.25 | 0.25 | 0.25 | 0.25 | 0.25 | 0.25 | 0.25 | 0.25 | 0.25 | 0.25 | 0.25 | 0.25 | 0.25 | 0.25 | 0.25
APLPF84072 | R | Agricultural | Process Loads | Pumps and Fans | Vacuum Pump System Improvements | AgrIrrg | 10 | 70% | 0.15 | 0.2 | 0.2 | 0.2 | 0.25 | 0.25 | 0.25 | 0.25 | 0.25 | 0.25 | 0.25 | 0.25 | 0.25 | 0.25 | 0.25 | 0.25 | 0.25 | 0.25 | 0.25 | 0.25 | 0.25 | 0.25
APLPF94068 | L | Agricultural | Process Loads | Pumps and Fans | Centrifugal Pump System Improvements | AgrIrrg | 10 | 70% | 0.15 | 0.27 | 0.27 | 0.27 | 0.27 | 0.27 | 0.27 | 0.27 | 0.27 | 0.27 | 0.27 | 0.27 | 0.27 | 0.27 | 0.27 | 0.27 | 0.27 | 0.27 | 0.27 | 0.27 | 0.27 | 0.27
APLPF94069 | L | Agricultural | Process Loads | Pumps and Fans | Fan System Improvements | AgrIrrg | 10 | 70% | 0.15 | 0.27 | 0.27 | 0.27 | 0.27 | 0.27 | 0.27 | 0.27 | 0.27 | 0.27 | 0.27 | 0.27 | 0.27 | 0.27 | 0.27 | 0.27 | 0.27 | 0.27 | 0.27 | 0.27 | 0.27 | 0.27
APLPF94070 | L | Agricultural | Process Loads | Pumps and Fans | Pump System Improvements | AgrIrrg | 10 | 70% | 0.15 | 0.27 | 0.27 | 0.27 | 0.27 | 0.27 | 0.27 | 0.27 | 0.27 | 0.27 | 0.27 | 0.27 | 0.27 | 0.27 | 0.27 | 0.27 | 0.27 | 0.27 | 0.27 | 0.27 | 0.27 | 0.27
APLPF94071 | L | Agricultural | Process Loads | Pumps and Fans | Turbine Pump System Improvements | AgrIrrg | 10 | 70% | 0.15 | 0.27 | 0.27 | 0.27 | 0.27 | 0.27 | 0.27 | 0.27 | 0.27 | 0.27 | 0.27 | 0.27 | 0.27 | 0.27 | 0.27 | 0.27 | 0.27 | 0.27 | 0.27 | 0.27 | 0.27 | 0.27
APLPF94072 | L | Agricultural | Process Loads | Pumps and Fans | Vacuum Pump System Improvements | AgrIrrg | 10 | 70% | 0.15 | 0.27 | 0.27 | 0.27 | 0.27 | 0.27 | 0.27 | 0.27 | 0.27 | 0.27 | 0.27 | 0.27 | 0.27 | 0.27 | 0.27 | 0.27 | 0.27 | 0.27 | 0.27 | 0.27 | 0.27 | 0.27
APLPL84094 | R | Agricultural | Process Loads | Process Loads System Improvements | Interactive Process Loads System Improvements | AgrIrrg | 10 | 70% | 0.15 | 0.2 | 0.2 | 0.2 | 0.25 | 0.25 | 0.25 | 0.25 | 0.25 | 0.25 | 0.25 | 0.25 | 0.25 | 0.25 | 0.25 | 0.25 | 0.25 | 0.25 | 0.25 | 0.25 | 0.25 | 0.25
APLPL94094 | L | Agricultural | Process Loads | Process Loads System Improvements | Interactive Process Loads System Improvements | AgrIrrg | 10 | 70% | 0.15 | 0.27 | 0.27 | 0.27 | 0.27 | 0.27 | 0.27 | 0.27 | 0.27 | 0.27 | 0.27 | 0.27 | 0.27 | 0.27 | 0.27 | 0.27 | 0.27 | 0.27 | 0.27 | 0.27 | 0.27 | 0.27
AREDS84073 | R | Agricultural | Refrigeration | Dairy System Improvements | Heat Recovery Improvements | AgrDairyDHW | 10 | 70% | 0.15 | 0.2 | 0.2 | 0.2 | 0.25 | 0.25 | 0.25 | 0.25 | 0.25 | 0.25 | 0.25 | 0.25 | 0.25 | 0.25 | 0.25 | 0.25 | 0.25 | 0.25 | 0.25 | 0.25 | 0.25 | 0.25
AREDS84074 | R | Agricultural | Refrigeration | Dairy System Improvements | Plate Milk Pre-cooler | AgrDairyDHW | 10 | 70% | 0.15 | 0.2 | 0.2 | 0.2 | 0.25 | 0.25 | 0.25 | 0.25 | 0.25 | 0.25 | 0.25 | 0.25 | 0.25 | 0.25 | 0.25 | 0.25 | 0.25 | 0.25 | 0.25 | 0.25 | 0.25 | 0.25
AREDS94073 | L | Agricultural | Refrigeration | Dairy System Improvements | Heat Recovery Improvements | AgrDairyDHW | 10 | 70% | 0.15 | 0.27 | 0.27 | 0.27 | 0.27 | 0.27 | 0.27 | 0.27 | 0.27 | 0.27 | 0.27 | 0.27 | 0.27 | 0.27 | 0.27 | 0.27 | 0.27 | 0.27 | 0.27 | 0.27 | 0.27 | 0.27
AREDS94074 | L | Agricultural | Refrigeration | Dairy System Improvements | Plate Milk Pre-cooler | AgrDairyDHW | 10 | 70% | 0.15 | 0.27 | 0.27 | 0.27 | 0.27 | 0.27 | 0.27 | 0.27 | 0.27 | 0.27 | 0.27 | 0.27 | 0.27 | 0.27 | 0.27 | 0.27 | 0.27 | 0.27 | 0.27 | 0.27 | 0.27 | 0.27
AREHR84075 | R | Agricultural | Refrigeration | Heat Recovery | Heat Recovery Improvements | AgrDairyDHW | 10 | 70% | 0.15 | 0.2 | 0.2 | 0.2 | 0.25 | 0.25 | 0.25 | 0.25 | 0.25 | 0.25 | 0.25 | 0.25 | 0.25 | 0.25 | 0.25 | 0.25 | 0.25 | 0.25 | 0.25 | 0.25 | 0.25 | 0.25
AREHR94075 | L | Agricultural | Refrigeration | Heat Recovery | Heat Recovery Improvements | AgrDairyDHW | 10 | 70% | 0.15 | 0.27 | 0.27 | 0.27 | 0.27 | 0.27 | 0.27 | 0.27 | 0.27 | 0.27 | 0.27 | 0.27 | 0.27 | 0.27 | 0.27 | 0.27 | 0.27 | 0.27 | 0.27 | 0.27 | 0.27 | 0.27
AREPF84077 | R | Agricultural | Refrigeration | Pumps and Fans | Condenser Fan System Improvements | WalkInFanControl | 10 | 70% | 0.15 | 0.2 | 0.2 | 0.2 | 0.25 | 0.25 | 0.25 | 0.25 | 0.25 | 0.25 | 0.25 | 0.25 | 0.25 | 0.25 | 0.25 | 0.25 | 0.25 | 0.25 | 0.25 | 0.25 | 0.25 | 0.25
AREPF84078 | R | Agricultural | Refrigeration | Pumps and Fans | Evaporator Coil Fan System Improvements | WalkInFanControl | 10 | 70% | 0.15 | 0.2 | 0.2 | 0.2 | 0.25 | 0.25 | 0.25 | 0.25 | 0.25 | 0.25 | 0.25 | 0.25 | 0.25 | 0.25 | 0.25 | 0.25 | 0.25 | 0.25 | 0.25 | 0.25 | 0.25 | 0.25
AREPF84079 | R | Agricultural | Refrigeration | Pumps and Fans | Evaporator Fan System Improvements | WalkInFanControl | 10 | 70% | 0.15 | 0.2 | 0.2 | 0.2 | 0.25 | 0.25 | 0.25 | 0.25 | 0.25 | 0.25 | 0.25 | 0.25 | 0.25 | 0.25 | 0.25 | 0.25 | 0.25 | 0.25 | 0.25 | 0.25 | 0.25 | 0.25
AREPF94077 | L | Agricultural | Refrigeration | Pumps and Fans | Condenser Fan System Improvements | WalkInFanControl | 10 | 70% | 0.15 | 0.27 | 0.27 | 0.27 | 0.27 | 0.27 | 0.27 | 0.27 | 0.27 | 0.27 | 0.27 | 0.27 | 0.27 | 0.27 | 0.27 | 0.27 | 0.27 | 0.27 | 0.27 | 0.27 | 0.27 | 0.27
AREPF94078 | L | Agricultural | Refrigeration | Pumps and Fans | Evaporator Coil Fan System Improvements | WalkInFanControl | 10 | 70% | 0.15 | 0.27 | 0.27 | 0.27 | 0.27 | 0.27 | 0.27 | 0.27 | 0.27 | 0.27 | 0.27 | 0.27 | 0.27 | 0.27 | 0.27 | 0.27 | 0.27 | 0.27 | 0.27 | 0.27 | 0.27 | 0.27
AREPF94079 | L | Agricultural | Refrigeration | Pumps and Fans | Evaporator Fan System Improvements | WalkInFanControl | 10 | 70% | 0.15 | 0.27 | 0.27 | 0.27 | 0.27 | 0.27 | 0.27 | 0.27 | 0.27 | 0.27 | 0.27 | 0.27 | 0.27 | 0.27 | 0.27 | 0.27 | 0.27 | 0.27 | 0.27 | 0.27 | 0.27 | 0.27
AREPR84076 | R | Agricultural | Refrigeration | Packaged Refrigeration | Packaged Refrigeration System Improvements | ExComm | 15 | 70% | 0.15 | 0.2 | 0.2 | 0.2 | 0.25 | 0.25 | 0.25 | 0.25 | 0.25 | 0.25 | 0.25 | 0.25 | 0.25 | 0.25 | 0.25 | 0.25 | 0.25 | 0.25 | 0.25 | 0.25 | 0.25 | 0.25
AREPR94076 | L | Agricultural | Refrigeration | Packaged Refrigeration | Packaged Refrigeration System Improvements | NewCOMM | 15 | 70% | 0.15 | 0.27 | 0.27 | 0.27 | 0.27 | 0.27 | 0.27 | 0.27 | 0.27 | 0.27 | 0.27 | 0.27 | 0.27 | 0.27 | 0.27 | 0.27 | 0.27 | 0.27 | 0.27 | 0.27 | 0.27 | 0.27
ARERC84080 | R | Agricultural | Refrigeration | Refrigeration System Controls | Defrost Control Improvements | ExComm | 5 | 70% | 0.15 | 0.2 | 0.2 | 0.2 | 0.25 | 0.25 | 0.25 | 0.25 | 0.25 | 0.25 | 0.25 | 0.25 | 0.25 | 0.25 | 0.25 | 0.25 | 0.25 | 0.25 | 0.25 | 0.25 | 0.25 | 0.25
ARERC84081 | R | Agricultural | Refrigeration | Refrigeration System Controls | Refrigeration Control Improvements (non-VFD) | ExComm | 5 | 70% | 0.15 | 0.2 | 0.2 | 0.2 | 0.25 | 0.25 | 0.25 | 0.25 | 0.25 | 0.25 | 0.25 | 0.25 | 0.25 | 0.25 | 0.25 | 0.25 | 0.25 | 0.25 | 0.25 | 0.25 | 0.25 | 0.25
ARERC84082 | R | Agricultural | Refrigeration | Refrigeration System Controls | Refrigeration Control Improvements (VFD) | ExComm | 5 | 70% | 0.15 | 0.2 | 0.2 | 0.2 | 0.25 | 0.25 | 0.25 | 0.25 | 0.25 | 0.25 | 0.25 | 0.25 | 0.25 | 0.25 | 0.25 | 0.25 | 0.25 | 0.25 | 0.25 | 0.25 | 0.25 | 0.25
ARERC94080 | L | Agricultural | Refrigeration | Refrigeration System Controls | Defrost Control Improvements | NewCOMM | 5 | 70% | 0.15 | 0.27 | 0.27 | 0.27 | 0.27 | 0.27 | 0.27 | 0.27 | 0.27 | 0.27 | 0.27 | 0.27 | 0.27 | 0.27 | 0.27 | 0.27 | 0.27 | 0.27 | 0.27 | 0.27 | 0.27 | 0.27
ARERC94081 | L | Agricultural | Refrigeration | Refrigeration System Controls | Refrigeration Control Improvements (non-VFD) | NewCOMM | 5 | 70% | 0.15 | 0.27 | 0.27 | 0.27 | 0.27 | 0.27 | 0.27 | 0.27 | 0.27 | 0.27 | 0.27 | 0.27 | 0.27 | 0.27 | 0.27 | 0.27 | 0.27 | 0.27 | 0.27 | 0.27 | 0.27 | 0.27
ARERC94082 | L | Agricultural | Refrigeration | Refrigeration System Controls | Refrigeration Control Improvements (VFD) | NewCOMM | 5 | 70% | 0.15 | 0.27 | 0.27 | 0.27 | 0.27 | 0.27 | 0.27 | 0.27 | 0.27 | 0.27 | 0.27 | 0.27 | 0.27 | 0.27 | 0.27 | 0.27 | 0.27 | 0.27 | 0.27 | 0.27 | 0.27 | 0.27
ARERI84083 | R | Agricultural | Refrigeration | Refrigeration System Improvements | Chiller Improvements | CommCOOL | 15 | 70% | 0.15 | 0.2 | 0.2 | 0.2 | 0.25 | 0.25 | 0.25 | 0.25 | 0.25 | 0.25 | 0.25 | 0.25 | 0.25 | 0.25 | 0.25 | 0.25 | 0.25 | 0.25 | 0.25 | 0.25 | 0.25 | 0.25
ARERI84084 | R | Agricultural | Refrigeration | Refrigeration System Improvements | Insulation | AgrSTOCKtank | 15 | 70% | 0.15 | 0.2 | 0.2 | 0.2 | 0.25 | 0.25 | 0.25 | 0.25 | 0.25 | 0.25 | 0.25 | 0.25 | 0.25 | 0.25 | 0.25 | 0.25 | 0.25 | 0.25 | 0.25 | 0.25 | 0.25 | 0.25
ARERI84085 | R | Agricultural | Refrigeration | Refrigeration System Improvements | Interactive Refrigeration System Improvements | ExComm | 10 | 70% | 0.15 | 0.2 | 0.2 | 0.2 | 0.25 | 0.25 | 0.25 | 0.25 | 0.25 | 0.25 | 0.25 | 0.25 | 0.25 | 0.25 | 0.25 | 0.25 | 0.25 | 0.25 | 0.25 | 0.25 | 0.25 | 0.25
ARERI94083 | L | Agricultural | Refrigeration | Refrigeration System Improvements | Chiller Improvements | CommCOOL | 15 | 70% | 0.15 | 0.27 | 0.27 | 0.27 | 0.27 | 0.27 | 0.27 | 0.27 | 0.27 | 0.27 | 0.27 | 0.27 | 0.27 | 0.27 | 0.27 | 0.27 | 0.27 | 0.27 | 0.27 | 0.27 | 0.27 | 0.27
ARERI94084 | L | Agricultural | Refrigeration | Refrigeration System Improvements | Insulation | AgrSTOCKtank | 15 | 70% | 0.15 | 0.27 | 0.27 | 0.27 | 0.27 | 0.27 | 0.27 | 0.27 | 0.27 | 0.27 | 0.27 | 0.27 | 0.27 | 0.27 | 0.27 | 0.27 | 0.27 | 0.27 | 0.27 | 0.27 | 0.27 | 0.27
ARERI94085 | L | Agricultural | Refrigeration | Refrigeration System Improvements | Interactive Refrigeration System Improvements | NewCOMM | 10 | 70% | 0.15 | 0.27 | 0.27 | 0.27 | 0.27 | 0.27 | 0.27 | 0.27 | 0.27 | 0.27 | 0.27 | 0.27 | 0.27 | 0.27 | 0.27 | 0.27 | 0.27 | 0.27 | 0.27 | 0.27 | 0.27 | 0.27
AUDTR84086 | R | Agricultural | Utility Distribution System | Transformers | De-Energization | CommHEAT | 1 | 70% | 0.05 | 0.05 | 0.05 | 0.05 | 0.05 | 0.05 | 0.05 | 0.025 | 0.025 | 0.025 | 0.025 | 0.025 | 0.025 | 0.025 | 0.025 | 0.025 | 0.025 | 0.025 | 0.025 | 0.03 | 0.03 | 0.025
AUDTR94086 | L | Agricultural | Utility Distribution System | Transformers | De-Energization | CommHEAT | 1 | 70% | 0.05 | 0.05 | 0.05 | 0.05 | 0.05 | 0.05 | 0.05 | 0.025 | 0.025 | 0.025 | 0.025 | 0.025 | 0.025 | 0.025 | 0.025 | 0.025 | 0.025 | 0.025 | 0.025 | 0.03 | 0.03 | 0.025
AWBWB84090 | R | Agricultural | Whole Bldg/Meter Level | Whole Bldg/Meter Level System Improvements | Interactive Whole Bldg/Meter Level System Improvements | AgrDairyDHW | 10 | 70% | 0.15 | 0.2 | 0.2 | 0.2 | 0.25 | 0.25 | 0.25 | 0.25 | 0.25 | 0.25 | 0.25 | 0.25 | 0.25 | 0.25 | 0.25 | 0.25 | 0.25 | 0.25 | 0.25 | 0.25 | 0.25 | 0.25
AWBWB94090 | L | Agricultural | Whole Bldg/Meter Level | Whole Bldg/Meter Level System Improvements | Interactive Whole Bldg/Meter Level System Improvements | AgrDairyDHW | 10 | 70% | 0.15 | 0.27 | 0.27 | 0.27 | 0.27 | 0.27 | 0.27 | 0.27 | 0.27 | 0.27 | 0.27 | 0.27 | 0.27 | 0.27 | 0.27 | 0.27 | 0.27 | 0.27 | 0.27 | 0.27 | 0.27 | 0.27
AWHHR84087 | R | Agricultural | Water Heating | Heat Recovery | Heat Recovery Improvements | AgrDairyDHW | 10 | 70% | 0.15 | 0.2 | 0.2 | 0.2 | 0.25 | 0.25 | 0.25 | 0.25 | 0.25 | 0.25 | 0.25 | 0.25 | 0.25 | 0.25 | 0.25 | 0.25 | 0.25 | 0.25 | 0.25 | 0.25 | 0.25 | 0.25
AWHHR94087 | L | Agricultural | Water Heating | Heat Recovery | Heat Recovery Improvements | AgrDairyDHW | 10 | 70% | 0.15 | 0.27 | 0.27 | 0.27 | 0.27 | 0.27 | 0.27 | 0.27 | 0.27 | 0.27 | 0.27 | 0.27 | 0.27 | 0.27 | 0.27 | 0.27 | 0.27 | 0.27 | 0.27 | 0.27 | 0.27 | 0.27
AWHSE84088 | R | Agricultural | Water Heating | System Efficiency Improvements | Insulation | AgrDairyDHW | 15 | 70% | 0.15 | 0.2 | 0.2 | 0.2 | 0.25 | 0.25 | 0.25 | 0.25 | 0.25 | 0.25 | 0.25 | 0.25 | 0.25 | 0.25 | 0.25 | 0.25 | 0.25 | 0.25 | 0.25 | 0.25 | 0.25 | 0.25
AWHSE94088 | L | Agricultural | Water Heating | System Efficiency Improvements | Insulation | AgrDairyDHW | 15 | 70% | 0.15 | 0.27 | 0.27 | 0.27 | 0.27 | 0.27 | 0.27 | 0.27 | 0.27 | 0.27 | 0.27 | 0.27 | 0.27 | 0.27 | 0.27 | 0.27 | 0.27 | 0.27 | 0.27 | 0.27 | 0.27 | 0.27
AWHWH84089 | R | Agricultural | Water Heating | Water Heaters | Water Heaters | AgrDairyDHW | 10 | 70% | 0.15 | 0.2 | 0.2 | 0.2 | 0.25 | 0.25 | 0.25 | 0.25 | 0.25 | 0.25 | 0.25 | 0.25 | 0.25 | 0.25 | 0.25 | 0.25 | 0.25 | 0.25 | 0.25 | 0.25 | 0.25 | 0.25
AWHWH94089 | L | Agricultural | Water Heating | Water Heaters | Water Heaters | AgrDairyDHW | 10 | 70% | 0.15 | 0.27 | 0.27 | 0.27 | 0.27 | 0.27 | 0.27 | 0.27 | 0.27 | 0.27 | 0.27 | 0.27 | 0.27 | 0.27 | 0.27 | 0.27 | 0.27 | 0.27 | 0.27 | 0.27 | 0.27 | 0.27
CCACC82001 | R | Commercial | Compressed Air | Compressed Air System Controls | Compressed Air Control Improvements (non-VFD) | CommSector | 10 | 70% | 0.13 | 0.2 | 0.2 | 0.2 | 0.2 | 0.2 | 0.2 | 0.2 | 0.2 | 0.2 | 0.2 | 0.2 | 0.2 | 0.2 | 0.2 | 0.2 | 0.2 | 0.2 | 0.2 | 0.2 | 0.2 | 0.2
CCACC82002 | R | Commercial | Compressed Air | Compressed Air System Controls | Compressed Air Control Improvements (VFD) | CommSector | 10 | 70% | 0.13 | 0.2 | 0.2 | 0.2 | 0.2 | 0.2 | 0.2 | 0.2 | 0.2 | 0.2 | 0.2 | 0.2 | 0.2 | 0.2 | 0.2 | 0.2 | 0.2 | 0.2 | 0.2 | 0.2 | 0.2 | 0.2
CCACC92001 | L | Commercial | Compressed Air | Compressed Air System Controls | Compressed Air Control Improvements (non-VFD) | CommSector | 10 | 70% | 0.2 | 0.27 | 0.27 | 0.27 | 0.27 | 0.27 | 0.27 | 0.27 | 0.27 | 0.27 | 0.27 | 0.27 | 0.27 | 0.27 | 0.27 | 0.27 | 0.27 | 0.27 | 0.27 | 0.27 | 0.27 | 0.27
CCACC92002 | L | Commercial | Compressed Air | Compressed Air System Controls | Compressed Air Control Improvements (VFD) | CommSector | 10 | 70% | 0.2 | 0.27 | 0.27 | 0.27 | 0.27 | 0.27 | 0.27 | 0.27 | 0.27 | 0.27 | 0.27 | 0.27 | 0.27 | 0.27 | 0.27 | 0.27 | 0.27 | 0.27 | 0.27 | 0.27 | 0.27 | 0.27
CCACI82003 | R | Commercial | Compressed Air | Compressed Air System Improvements | Compressed Air System Compressor Improvements (non-VFD) | CommSector | 10 | 70% | 0.13 | 0.2 | 0.2 | 0.2 | 0.2 | 0.2 | 0.2 | 0.2 | 0.2 | 0.2 | 0.2 | 0.2 | 0.2 | 0.2 | 0.2 | 0.2 | 0.2 | 0.2 | 0.2 | 0.2 | 0.2 | 0.2
CCACI82004 | R | Commercial | Compressed Air | Compressed Air System Improvements | Compressed Air System Compressor Improvements (VFD) | CommSector | 10 | 70% | 0.13 | 0.2 | 0.2 | 0.2 | 0.2 | 0.2 | 0.2 | 0.2 | 0.2 | 0.2 | 0.2 | 0.2 | 0.2 | 0.2 | 0.2 | 0.2 | 0.2 | 0.2 | 0.2 | 0.2 | 0.2 | 0.2
CCACI82005 | R | Commercial | Compressed Air | Compressed Air System Improvements | Compressed Air System Demand Side Improvements | CommSector | 10 | 70% | 0.13 | 0.2 | 0.2 | 0.2 | 0.2 | 0.2 | 0.2 | 0.2 | 0.2 | 0.2 | 0.2 | 0.2 | 0.2 | 0.2 | 0.2 | 0.2 | 0.2 | 0.2 | 0.2 | 0.2 | 0.2 | 0.2
CCACI82006 | R | Commercial | Compressed Air | Compressed Air System Improvements | Compressed Air System Dryer Improvements | CommSector | 10 | 70% | 0.13 | 0.2 | 0.2 | 0.2 | 0.2 | 0.2 | 0.2 | 0.2 | 0.2 | 0.2 | 0.2 | 0.2 | 0.2 | 0.2 | 0.2 | 0.2 | 0.2 | 0.2 | 0.2 | 0.2 | 0.2 | 0.2
CCACI82007 | R | Commercial | Compressed Air | Compressed Air System Improvements | Compressed Air System Regulation Improvements | CommSector | 10 | 70% | 0.13 | 0.2 | 0.2 | 0.2 | 0.2 | 0.2 | 0.2 | 0.2 | 0.2 | 0.2 | 0.2 | 0.2 | 0.2 | 0.2 | 0.2 | 0.2 | 0.2 | 0.2 | 0.2 | 0.2 | 0.2 | 0.2
CCACI82008 | R | Commercial | Compressed Air | Compressed Air System Improvements | Compressed Air System Storage Improvements | CommSector | 10 | 70% | 0.13 | 0.2 | 0.2 | 0.2 | 0.2 | 0.2 | 0.2 | 0.2 | 0.2 | 0.2 | 0.2 | 0.2 | 0.2 | 0.2 | 0.2 | 0.2 | 0.2 | 0.2 | 0.2 | 0.2 | 0.2 | 0.2
CCACI82009 | R | Commercial | Compressed Air | Compressed Air System Improvements | Compressed Air System Supply Side Improvements | CommSector | 10 | 70% | 0.13 | 0.2 | 0.2 | 0.2 | 0.2 | 0.2 | 0.2 | 0.2 | 0.2 | 0.2 | 0.2 | 0.2 | 0.2 | 0.2 | 0.2 | 0.2 | 0.2 | 0.2 | 0.2 | 0.2 | 0.2 | 0.2
CCACI82010 | R | Commercial | Compressed Air | Compressed Air System Improvements | Compressors | CommSector | 10 | 70% | 0.13 | 0.2 | 0.2 | 0.2 | 0.2 | 0.2 | 0.2 | 0.2 | 0.2 | 0.2 | 0.2 | 0.2 | 0.2 | 0.2 | 0.2 | 0.2 | 0.2 | 0.2 | 0.2 | 0.2 | 0.2 | 0.2
CCACI82098 | R | Commercial | Compressed Air | Compressed Air System Improvements | Interactive Compressed Air System Supply/Demand Improvements | CommSector | 10 | 70% | 0.13 | 0.2 | 0.2 | 0.2 | 0.2 | 0.2 | 0.2 | 0.2 | 0.2 | 0.2 | 0.2 | 0.2 | 0.2 | 0.2 | 0.2 | 0.2 | 0.2 | 0.2 | 0.2 | 0.2 | 0.2 | 0.2
CCACI92003 | L | Commercial | Compressed Air | Compressed Air System Improvements | Compressed Air System Compressor Improvements (non-VFD) | CommSector | 10 | 70% | 0.2 | 0.27 | 0.27 | 0.27 | 0.27 | 0.27 | 0.27 | 0.27 | 0.27 | 0.27 | 0.27 | 0.27 | 0.27 | 0.27 | 0.27 | 0.27 | 0.27 | 0.27 | 0.27 | 0.27 | 0.27 | 0.27
CCACI92004 | L | Commercial | Compressed Air | Compressed Air System Improvements | Compressed Air System Compressor Improvements (VFD) | CommSector | 10 | 70% | 0.2 | 0.27 | 0.27 | 0.27 | 0.27 | 0.27 | 0.27 | 0.27 | 0.27 | 0.27 | 0.27 | 0.27 | 0.27 | 0.27 | 0.27 | 0.27 | 0.27 | 0.27 | 0.27 | 0.27 | 0.27 | 0.27
CCACI92005 | L | Commercial | Compressed Air | Compressed Air System Improvements | Compressed Air System Demand Side Improvements | CommSector | 10 | 70% | 0.2 | 0.27 | 0.27 | 0.27 | 0.27 | 0.27 | 0.27 | 0.27 | 0.27 | 0.27 | 0.27 | 0.27 | 0.27 | 0.27 | 0.27 | 0.27 | 0.27 | 0.27 | 0.27 | 0.27 | 0.27 | 0.27
CCACI92006 | L | Commercial | Compressed Air | Compressed Air System Improvements | Compressed Air System Dryer Improvements | CommSector | 10 | 70% | 0.2 | 0.27 | 0.27 | 0.27 | 0.27 | 0.27 | 0.27 | 0.27 | 0.27 | 0.27 | 0.27 | 0.27 | 0.27 | 0.27 | 0.27 | 0.27 | 0.27 | 0.27 | 0.27 | 0.27 | 0.27 | 0.27
CCACI92007 | L | Commercial | Compressed Air | Compressed Air System Improvements | Compressed Air System Regulation Improvements | CommSector | 10 | 70% | 0.2 | 0.27 | 0.27 | 0.27 | 0.27 | 0.27 | 0.27 | 0.27 | 0.27 | 0.27 | 0.27 | 0.27 | 0.27 | 0.27 | 0.27 | 0.27 | 0.27 | 0.27 | 0.27 | 0.27 | 0.27 | 0.27
CCACI92008 | L | Commercial | Compressed Air | Compressed Air System Improvements | Compressed Air System Storage Improvements | CommSector | 10 | 70% | 0.2 | 0.27 | 0.27 | 0.27 | 0.27 | 0.27 | 0.27 | 0.27 | 0.27 | 0.27 | 0.27 | 0.27 | 0.27 | 0.27 | 0.27 | 0.27 | 0.27 | 0.27 | 0.27 | 0.27 | 0.27 | 0.27
CCACI92009 | L | Commercial | Compressed Air | Compressed Air System Improvements | Compressed Air System Supply Side Improvements | CommSector | 10 | 70% | 0.2 | 0.27 | 0.27 | 0.27 | 0.27 | 0.27 | 0.27 | 0.27 | 0.27 | 0.27 | 0.27 | 0.27 | 0.27 | 0.27 | 0.27 | 0.27 | 0.27 | 0.27 | 0.27 | 0.27 | 0.27 | 0.27
CCACI92010 | L | Commercial | Compressed Air | Compressed Air System Improvements | Compressors | CommSector | 10 | 70% | 0.2 | 0.27 | 0.27 | 0.27 | 0.27 | 0.27 | 0.27 | 0.27 | 0.27 | 0.27 | 0.27 | 0.27 | 0.27 | 0.27 | 0.27 | 0.27 | 0.27 | 0.27 | 0.27 | 0.27 | 0.27 | 0.27
CCACI92098 | L | Commercial | Compressed Air | Compressed Air System Improvements | Interactive Compressed Air System Supply/Demand Improvements | CommSector | 10 | 70% | 0.2 | 0.27 | 0.27 | 0.27 | 0.27 | 0.27 | 0.27 | 0.27 | 0.27 | 0.27 | 0.27 | 0.27 | 0.27 | 0.27 | 0.27 | 0.27 | 0.27 | 0.27 | 0.27 | 0.27 | 0.27 | 0.27
CCAHR82011 | R | Commercial | Compressed Air | Heat Recovery | Heat Recovery Improvements | CommSector | 10 | 70% | 0.13 | 0.2 | 0.2 | 0.2 | 0.2 | 0.2 | 0.2 | 0.2 | 0.2 | 0.2 | 0.2 | 0.2 | 0.2 | 0.2 | 0.2 | 0.2 | 0.2 | 0.2 | 0.2 | 0.2 | 0.2 | 0.2
CCAHR92011 | L | Commercial | Compressed Air | Heat Recovery | Heat Recovery Improvements | CommSector | 10 | 70% | 0.2 | 0.27 | 0.27 | 0.27 | 0.27 | 0.27 | 0.27 | 0.27 | 0.27 | 0.27 | 0.27 | 0.27 | 0.27 | 0.27 | 0.27 | 0.27 | 0.27 | 0.27 | 0.27 | 0.27 | 0.27 | 0.27
CELCT82012 | R | Commercial | Electronics | Computer Technologies | Server Virtualization/Load Reduction | EStarVend&Control | 5 | 70% | 0.13 | 0.2 | 0.2 | 0.2 | 0.2 | 0.2 | 0.2 | 0.2 | 0.2 | 0.2 | 0.2 | 0.2 | 0.2 | 0.2 | 0.2 | 0.2 | 0.2 | 0.2 | 0.2 | 0.2 | 0.2 | 0.2
CELCT82013 | R | Commercial | Electronics | Computer Technologies | Servers | SysLoad | 5 | 70% | 0.13 | 0.2 | 0.2 | 0.2 | 0.2 | 0.2 | 0.2 | 0.2 | 0.2 | 0.2 | 0.2 | 0.2 | 0.2 | 0.2 | 0.2 | 0.2 | 0.2 | 0.2 | 0.2 | 0.2 | 0.2 | 0.2
CELCT82120 | R | Commercial | Electronics | Computer Technologies | Uninterruptible Power Supply (UPS) <10 KVA | SysLoad | 5 | 70% | 0.13 | 0.2 | 0.2 | 0.2 | 0.2 | 0.2 | 0.2 | 0.2 | 0.2 | 0.2 | 0.2 | 0.2 | 0.2 | 0.2 | 0.2 | 0.2 | 0.2 | 0.2 | 0.2 | 0.2 | 0.2 | 0.2
CELCT82121 | R | Commercial | Electronics | Computer Technologies | Uninterruptible Power Supply (UPS) ≥10 KVA | SysLoad | 12 | 70% | 0.13 | 0.2 | 0.2 | 0.2 | 0.2 | 0.2 | 0.2 | 0.2 | 0.2 | 0.2 | 0.2 | 0.2 | 0.2 | 0.2 | 0.2 | 0.2 | 0.2 | 0.2 | 0.2 | 0.2 | 0.2 | 0.2
CELCT92012 | L | Commercial | Electronics | Computer Technologies | Server Virtualization/Load Reduction | EStarVend&Control | 5 | 70% | 0.2 | 0.27 | 0.27 | 0.27 | 0.27 | 0.27 | 0.27 | 0.27 | 0.27 | 0.27 | 0.27 | 0.27 | 0.27 | 0.27 | 0.27 | 0.27 | 0.27 | 0.27 | 0.27 | 0.27 | 0.27 | 0.27
CELCT92013 | L | Commercial | Electronics | Computer Technologies | Servers | SysLoad | 5 | 70% | 0.2 | 0.27 | 0.27 | 0.27 | 0.27 | 0.27 | 0.27 | 0.27 | 0.27 | 0.27 | 0.27 | 0.27 | 0.27 | 0.27 | 0.27 | 0.27 | 0.27 | 0.27 | 0.27 | 0.27 | 0.27 | 0.27
CELCT92120 | L | Commercial | Electronics | Computer Technologies | Uninterruptible Power Supply (UPS) <10 KVA | SysLoad | 5 | 70% | 0.2 | 0.27 | 0.27 | 0.27 | 0.27 | 0.27 | 0.27 | 0.27 | 0.27 | 0.27 | 0.27 | 0.27 | 0.27 | 0.27 | 0.27 | 0.27 | 0.27 | 0.27 | 0.27 | 0.27 | 0.27 | 0.27
CELCT92121 | L | Commercial | Electronics | Computer Technologies | Uninterruptible Power Supply (UPS) ≥10 KVA | SysLoad | 12 | 70% | 0.2 | 0.27 | 0.27 | 0.27 | 0.27 | 0.27 | 0.27 | 0.27 | 0.27 | 0.27 | 0.27 | 0.27 | 0.27 | 0.27 | 0.27 | 0.27 | 0.27 | 0.27 | 0.27 | 0.27 | 0.27 | 0.27
CFDCA82148 | R | Commercial | Facility Distribution System | Capacitors | Fixed and Switched Shunt Capacitor | ExComm | 30 | 70% | NA | NA | NA | NA | NA | NA | NA | NA | NA | NA | NA | NA | NA | NA | NA | NA | NA | NA | NA | 0.35 | 0.35 | 0.35
CFDCA92148 | L | Commercial | Facility Distribution System | Capacitors | Fixed and Switched Shunt Capacitor | NewCOMM | 30 | 70% | NA | NA | NA | NA | NA | NA | NA | NA | NA | NA | NA | NA | NA | NA | NA | NA | NA | NA | NA | 0.35 | 0.35 | 0.35
CFDCN82153 | R | Commercial | Facility Distribution System | Conductors | Service Conductor Replacement | ExComm | 35 | 70% | NA | NA | NA | NA | NA | NA | NA | NA | NA | NA | NA | NA | NA | NA | NA | NA | NA | NA | NA | 0.35 | 0.35 | 0.35
CFDCN92150 | L | Commercial | Facility Distribution System | Conductors | Service Conductor Replacement | NewCOMM | 35 | 70% | NA | NA | NA | NA | NA | NA | NA | NA | NA | NA | NA | NA | NA | NA | NA | NA | NA | NA | NA | 0.35 | 0.35 | 0.35
CFDPO82152 | R | Commercial | Facility Distribution System | Power Factor Improvements | VAR Management/Controls | ExComm | 5 | 70% | NA | NA | NA | NA | NA | NA | NA | NA | NA | NA | NA | NA | NA | NA | NA | NA | NA | NA | NA | 0.2 | 0.2 | 0.2
CFDPO92152 | L | Commercial | Facility Distribution System | Power Factor Improvements | VAR Management/Controls | NewCOMM | 5 | 70% | NA | NA | NA | NA | NA | NA | NA | NA | NA | NA | NA | NA | NA | NA | NA | NA | NA | NA | NA | 0.27 | 0.27 | 0.27
CFDTR82147 | R | Commercial | Facility Distribution System | Transformers | De-Energization | CommHEAT | 1 | 70% | NA | NA | NA | NA | NA | NA | NA | NA | NA | NA | NA | NA | NA | NA | NA | NA | NA | NA | NA | 0.03 | 0.03 | 0.025
CFDTR82149 | R | Commercial | Facility Distribution System | Transformers | Transformers (NEMA TP-1 or Higher) | ExComm | 30 | 70% | NA | NA | NA | NA | NA | NA | NA | NA | NA | NA | NA | NA | NA | NA | NA | NA | NA | NA | NA | 0.35 | 0.35 | 0.35
CFDTR92147 | L | Commercial | Facility Distribution System | Transformers | De-Energization | CommHEAT | 1 | 70% | NA | NA | NA | NA | NA | NA | NA | NA | NA | NA | NA | NA | NA | NA | NA | NA | NA | NA | NA | 0.03 | 0.03 | 0.025
CFDTR92151 | L | Commercial | Facility Distribution System | Transformers | Transformers (NEMA TP-1 or Higher) | NewCOMM | 30 | 70% | NA | NA | NA | NA | NA | NA | NA | NA | NA | NA | NA | NA | NA | NA | NA | NA | NA | NA | NA | 0.35 | 0.35 | 0.35
CFDVM82129 | L | Commercial | Facility Distribution System | Voltage Management | Conservation Voltage Reduction (CVR) | CommSector | 10 | 70% | NA | NA | NA | NA | NA | NA | NA | NA | NA | NA | NA | NA | NA | NA | NA | NA | NA | NA | 0.27 | 0.27 | 0.27 | 0.27
CFDVM92129 | R | Commercial | Facility Distribution System | Voltage Management | Conservation Voltage Reduction (CVR) | CommSector | 10 | 70% | NA | NA | NA | NA | NA | NA | NA | NA | NA | NA | NA | NA | NA | NA | NA | NA | NA | NA | 0.2 | 0.2 | 0.2 | 0.2
CFPCO82014 | R | Commercial | Food Preparation | Cooking | Cooking Equipment | ExComm | 10 | 70% | 0.13 | 0.2 | 0.2 | 0.2 | 0.2 | 0.2 | 0.2 | 0.2 | 0.2 | 0.2 | 0.2 | 0.2 | 0.2 | 0.2 | 0.2 | 0.2 | 0.2 | 0.2 | 0.2 | 0.2 | 0.2 | 0.2
CFPCO92014 | L | Commercial | Food Preparation | Cooking | Cooking Equipment | NewCOMM | 10 | 70% | 0.2 | 0.27 | 0.27 | 0.27 | 0.27 | 0.27 | 0.27 | 0.27 | 0.27 | 0.27 | 0.27 | 0.27 | 0.27 | 0.27 | 0.27 | 0.27 | 0.27 | 0.27 | 0.27 | 0.27 | 0.27 | 0.27
CHVEN82015 | R | Commercial | HVAC | Envelope | Air Sealing | ExComm | 15 | 70% | 0.13 | 0.2 | 0.2 | 0.2 | 0.2 | 0.2 | 0.2 | 0.2 | 0.2 | 0.2 | 0.2 | 0.2 | 0.2 | 0.2 | 0.2 | 0.2 | 0.2 | 0.2 | 0.2 | 0.23 | 0.23 | 0.23
CHVEN82016 | R | Commercial | HVAC | Envelope | Insulation | ExComm | 30 | 70% | 0.13 | 0.2 | 0.2 | 0.2 | 0.2 | 0.2 | 0.2 | 0.35 | 0.35 | 0.35 | 0.35 | 0.35 | 0.35 | 0.35 | 0.35 | 0.35 | 0.35 | 0.35 | 0.35 | 0.4 | 0.4 | 0.4
CHVEN82017 | R | Commercial | HVAC | Envelope | Windows | ExComm | 30 | 70% | 0.13 | 0.2 | 0.2 | 0.2 | 0.2 | 0.2 | 0.2 | 0.35 | 0.35 | 0.35 | 0.35 | 0.35 | 0.35 | 0.35 | 0.35 | 0.35 | 0.35 | 0.35 | 0.35 | 0.4 | 0.4 | 0.4
CHVEN92015 | L | Commercial | HVAC | Envelope | Air Sealing | NewCOMM | 15 | 70% | 0.2 | 0.27 | 0.27 | 0.27 | 0.27 | 0.27 | 0.27 | 0.27 | 0.27 | 0.27 | 0.27 | 0.27 | 0.27 | 0.27 | 0.27 | 0.27 | 0.27 | 0.27 | 0.27 | 0.31 | 0.31 | 0.31
CHVEN92016 | L | Commercial | HVAC | Envelope | Insulation | NewCOMM | 30 | 70% | 0.2 | 0.27 | 0.27 | 0.27 | 0.27 | 0.27 | 0.27 | 0.35 | 0.35 | 0.35 | 0.35 | 0.35 | 0.35 | 0.35 | 0.35 | 0.35 | 0.35 | 0.35 | 0.35 | 0.4 | 0.4 | 0.4
CHVEN92017 | L | Commercial | HVAC | Envelope | Windows | NewCOMM | 30 | 70% | 0.2 | 0.27 | 0.27 | 0.27 | 0.27 | 0.27 | 0.27 | 0.35 | 0.35 | 0.35 | 0.35 | 0.35 | 0.35 | 0.35 | 0.35 | 0.35 | 0.35 | 0.35 | 0.35 | 0.4 | 0.4 | 0.4
CHVHC82020 | R | Commercial | HVAC | HVAC System Controls | Energy Management Systems/System Controls | ExComm | 10 | 70% | 0.13 | 0.2 | 0.2 | 0.2 | 0.2 | 0.2 | 0.2 | 0.2 | 0.2 | 0.2 | 0.2 | 0.2 | 0.2 | 0.2 | 0.2 | 0.2 | 0.2 | 0.2 | 0.2 | 0.23 | 0.23 | 0.23
CHVHC82021 | R | Commercial | HVAC | HVAC System Controls | HVAC Control Improvements (non-VFD) | ExComm | 5 | 70% | 0.13 | 0.2 | 0.2 | 0.2 | 0.2 | 0.2 | 0.2 | 0.2 | 0.2 | 0.2 | 0.2 | 0.2 | 0.2 | 0.2 | 0.2 | 0.2 | 0.2 | 0.2 | 0.2 | 0.23 | 0.23 | 0.23
CHVHC82022 | R | Commercial | HVAC | HVAC System Controls | HVAC Control Improvements (VFD) | ExComm | 5 | 70% | 0.13 | 0.2 | 0.2 | 0.2 | 0.2 | 0.2 | 0.2 | 0.2 | 0.2 | 0.2 | 0.2 | 0.2 | 0.2 | 0.2 | 0.2 | 0.2 | 0.2 | 0.2 | 0.2 | 0.23 | 0.23 | 0.23
CHVHC82023 | R | Commercial | HVAC | HVAC System Controls | Pneumatic to DDC Control Improvements | ExComm | 5 | 70% | 0.13 | 0.2 | 0.2 | 0.2 | 0.2 | 0.2 | 0.2 | 0.2 | 0.2 | 0.2 | 0.2 | 0.2 | 0.2 | 0.2 | 0.2 | 0.2 | 0.2 | 0.2 | 0.2 | 0.23 | 0.23 | 0.23
CHVHC82024 | R | Commercial | HVAC | HVAC System Controls | Thermostats | CommHEAT | 5 | 70% | 0.13 | 0.2 | 0.2 | 0.2 | 0.2 | 0.2 | 0.2 | 0.2 | 0.2 | 0.2 | 0.2 | 0.2 | 0.2 | 0.2 | 0.2 | 0.2 | 0.2 | 0.2 | 0.2 | 0.23 | 0.23 | 0.23
CHVHC92020 | L | Commercial | HVAC | HVAC System Controls | Energy Management Systems/System Controls | NewCOMM | 10 | 70% | 0.2 | 0.27 | 0.27 | 0.27 | 0.27 | 0.27 | 0.27 | 0.27 | 0.27 | 0.27 | 0.27 | 0.27 | 0.27 | 0.27 | 0.27 | 0.27 | 0.27 | 0.27 | 0.27 | 0.31 | 0.31 | 0.31
CHVHC92021 | L | Commercial | HVAC | HVAC System Controls | HVAC Control Improvements (non-VFD) | NewCOMM | 5 | 70% | 0.2 | 0.27 | 0.27 | 0.27 | 0.27 | 0.27 | 0.27 | 0.27 | 0.27 | 0.27 | 0.27 | 0.27 | 0.27 | 0.27 | 0.27 | 0.27 | 0.27 | 0.27 | 0.27 | 0.31 | 0.31 | 0.31
CHVHC92022 | L | Commercial | HVAC | HVAC System Controls | HVAC Control Improvements (VFD) | NewCOMM | 5 | 70% | 0.2 | 0.27 | 0.27 | 0.27 | 0.27 | 0.27 | 0.27 | 0.27 | 0.27 | 0.27 | 0.27 | 0.27 | 0.27 | 0.27 | 0.27 | 0.27 | 0.27 | 0.27 | 0.27 | 0.31 | 0.31 | 0.31
CHVHC92023 | L | Commercial | HVAC | HVAC System Controls | Pneumatic to DDC Control Improvements | NewCOMM | 5 | 70% | 0.2 | 0.27 | 0.27 | 0.27 | 0.27 | 0.27 | 0.27 | 0.27 | 0.27 | 0.27 | 0.27 | 0.27 | 0.27 | 0.27 | 0.27 | 0.27 | 0.27 | 0.27 | 0.27 | 0.31 | 0.31 | 0.31
CHVHC92024 | L | Commercial | HVAC | HVAC System Controls | Thermostats | CommHEAT | 5 | 70% | 0.2 | 0.27 | 0.27 | 0.27 | 0.27 | 0.27 | 0.27 | 0.27 | 0.27 | 0.27 | 0.27 | 0.27 | 0.27 | 0.27 | 0.27 | 0.27 | 0.27 | 0.27 | 0.27 | 0.31 | 0.31 | 0.31
CHVHI82025 | R | Commercial | HVAC | HVAC System Improvements | Air-Source Heat Pumps | CommHEAT | 15 | 70% | 0.13 | 0.2 | 0.2 | 0.2 | 0.2 | 0.2 | 0.2 | 0.2 | 0.2 | 0.2 | 0.2 | 0.2 | 0.2 | 0.2 | 0.2 | 0.2 | 0.2 | 0.2 | 0.2 | 0.23 | 0.23 | 0.23
CHVHI82026 | R | Commercial | HVAC | HVAC System Improvements | Building Commissioning Improvements | ExComm | 15 | 70% | 0.13 | 0.2 | 0.2 | 0.2 | 0.2 | 0.2 | 0.2 | 0.2 | 0.2 | 0.2 | 0.2 | 0.2 | 0.2 | 0.2 | 0.2 | 0.2 | 0.2 | 0.2 | 0.2 | 0.23 | 0.23 | 0.23
CHVHI82027 | R | Commercial | HVAC | HVAC System Improvements | Centrifugal Chiller Improvements | ExComm | 15 | 70% | 0.13 | 0.2 | 0.2 | 0.2 | 0.2 | 0.2 | 0.2 | 0.2 | 0.2 | 0.2 | 0.2 | 0.2 | 0.2 | 0.2 | 0.2 | 0.2 | 0.2 | 0.2 | 0.2 | 0.23 | 0.23 | 0.23
CHVHI82028 | R | Commercial | HVAC | HVAC System Improvements | Duct Insulation | CommHEAT | 30 | 70% | 0.13 | 0.2 | 0.2 | 0.2 | 0.2 | 0.2 | 0.2 | 0.35 | 0.35 | 0.35 | 0.35 | 0.35 | 0.35 | 0.35 | 0.35 | 0.35 | 0.35 | 0.35 | 0.35 | 0.4 | 0.4 | 0.4
CHVHI82029 | R | Commercial | HVAC | HVAC System Improvements | Ductless Heat Pumps | CommHEAT | 15 | 70% | 0.13 | 0.2 | 0.2 | 0.2 | 0.2 | 0.2 | 0.2 | 0.2 | 0.2 | 0.2 | 0.2 | 0.2 | 0.2 | 0.2 | 0.2 | 0.2 | 0.2 | 0.2 | 0.2 | 0.23 | 0.23 | 0.23
CHVHI82030 | R | Commercial | HVAC | HVAC System Improvements | Economizer System Improvements | ComEconoMizer | 15 | 70% | 0.13 | 0.2 | 0.2 | 0.2 | 0.2 | 0.2 | 0.2 | 0.2 | 0.2 | 0.2 | 0.2 | 0.2 | 0.2 | 0.2 | 0.2 | 0.2 | 0.2 | 0.2 | 0.2 | 0.23 | 0.23 | 0.23
CHVHI82031 | R | Commercial | HVAC | HVAC System Improvements | Interactive HVAC System Improvements | ExComm | 10 | 70% | 0.13 | 0.2 | 0.2 | 0.2 | 0.2 | 0.2 | 0.2 | 0.2 | 0.2 | 0.2 | 0.2 | 0.2 | 0.2 | 0.2 | 0.2 | 0.2 | 0.2 | 0.2 | 0.2 | 0.23 | 0.23 | 0.23
CHVHI82032 | R | Commercial | HVAC | HVAC System Improvements | Reciprocating Chiller Improvements | CommCool | 15 | 70% | 0.13 | 0.2 | 0.2 | 0.2 | 0.2 | 0.2 | 0.2 | 0.2 | 0.2 | 0.2 | 0.2 | 0.2 | 0.2 | 0.2 | 0.2 | 0.2 | 0.2 | 0.2 | 0.2 | 0.23 | 0.23 | 0.23
CHVHI82033 | R | Commercial | HVAC | HVAC System Improvements | Rooftop Units | CommCool | 15 | 70% | 0.13 | 0.2 | 0.2 | 0.2 | 0.2 | 0.2 | 0.2 | 0.2 | 0.2 | 0.2 | 0.2 | 0.2 | 0.2 | 0.2 | 0.2 | 0.2 | 0.2 | 0.2 | 0.2 | 0.23 | 0.23 | 0.23
CHVHI82034 | R | Commercial | HVAC | HVAC System Improvements | Rotary Screw Chiller Improvements | CommCool | 15 | 70% | 0.13 | 0.2 | 0.2 | 0.2 | 0.2 | 0.2 | 0.2 | 0.2 | 0.2 | 0.2 | 0.2 | 0.2 | 0.2 | 0.2 | 0.2 | 0.2 | 0.2 | 0.2 | 0.2 | 0.23 | 0.23 | 0.23
CHVHI82035 | R | Commercial | HVAC | HVAC System Improvements | Scroll Chiller Improvements | CommCool | 15 | 70% | 0.13 | 0.2 | 0.2 | 0.2 | 0.2 | 0.2 | 0.2 | 0.2 | 0.2 | 0.2 | 0.2 | 0.2 | 0.2 | 0.2 | 0.2 | 0.2 | 0.2 | 0.2 | 0.2 | 0.23 | 0.23 | 0.23
CHVHI82036 | R | Commercial | HVAC | HVAC System Improvements | Storage Tank Insulation Improvements | ExComm | 10 | 70% | 0.13 | 0.2 | 0.2 | 0.2 | 0.2 | 0.2 | 0.2 | 0.2 | 0.2 | 0.2 | 0.2 | 0.2 | 0.2 | 0.2 | 0.2 | 0.2 | 0.2 | 0.2 | 0.2 | 0.23 | 0.23 | 0.23
CHVHI82037 | R | Commercial | HVAC | HVAC System Improvements | Variable Refrigerant Flow System Improvements | ExComm | 15 | 70% | 0.13 | 0.2 | 0.2 | 0.2 | 0.2 | 0.2 | 0.2 | 0.2 | 0.2 | 0.2 | 0.2 | 0.2 | 0.2 | 0.2 | 0.2 | 0.2 | 0.2 | 0.2 | 0.2 | 0.23 | 0.23 | 0.23
CHVHI82038 | R | Commercial | HVAC | HVAC System Improvements | Ventilation System Improvements | CommVENT | 10 | 70% | 0.13 | 0.2 | 0.2 | 0.2 | 0.2 | 0.2 | 0.2 | 0.2 | 0.2 | 0.2 | 0.2 | 0.2 | 0.2 | 0.2 | 0.2 | 0.2 | 0.2 | 0.2 | 0.2 | 0.23 | 0.23 | 0.23
CHVHI82039 | R | Commercial | HVAC | HVAC System Improvements | Water-Source Heat Pumps | ExComm | 15 | 70% | 0.13 | 0.2 | 0.2 | 0.2 | 0.2 | 0.2 | 0.2 | 0.2 | 0.2 | 0.2 | 0.2 | 0.2 | 0.2 | 0.2 | 0.2 | 0.2 | 0.2 | 0.2 | 0.2 | 0.23 | 0.23 | 0.23
CHVHI82102 | R | Commercial | HVAC | HVAC System Improvements | Fan System Improvements | CommHEAT | 15 | 70% | 0.13 | 0.2 | 0.2 | 0.2 | 0.2 | 0.2 | 0.2 | 0.2 | 0.2 | 0.2 | 0.2 | 0.2 | 0.2 | 0.2 | 0.2 | 0.2 | 0.2 | 0.2 | 0.2 | 0.23 | 0.23 | 0.23
CHVHI82103 | R | Commercial | HVAC | HVAC System Improvements | Pump System Improvements | CommHEAT | 15 | 70% | 0.13 | 0.2 | 0.2 | 0.2 | 0.2 | 0.2 | 0.2 | 0.2 | 0.2 | 0.2 | 0.2 | 0.2 | 0.2 | 0.2 | 0.2 | 0.2 | 0.2 | 0.2 | 0.2 | 0.23 | 0.23 | 0.23
CHVHI82122 | R | Commercial | HVAC | HVAC System Improvements | Data Center Airflow Management | CommVENT | 3 | 70% | NA | NA | NA | NA | NA | NA | NA | 0.05 | 0.05 | 0.05 | 0.05 | 0.05 | 0.05 | 0.05 | 0.05 | 0.05 | 0.05 | 0.05 | 0.05 | 0.06 | 0.06 | 0.06
CHVHI92025 | L | Commercial | HVAC | HVAC System Improvements | Air-Source Heat Pumps | CommHEAT | 15 | 70% | 0.2 | 0.27 | 0.27 | 0.27 | 0.27 | 0.27 | 0.27 | 0.27 | 0.27 | 0.27 | 0.27 | 0.27 | 0.27 | 0.27 | 0.27 | 0.27 | 0.27 | 0.27 | 0.27 | 0.31 | 0.31 | 0.31
CHVHI92026 | L | Commercial | HVAC | HVAC System Improvements | Building Commissioning Improvements | NewCOMM | 15 | 70% | 0.2 | 0.27 | 0.27 | 0.27 | 0.27 | 0.27 | 0.27 | 0.27 | 0.27 | 0.27 | 0.27 | 0.27 | 0.27 | 0.27 | 0.27 | 0.27 | 0.27 | 0.27 | 0.27 | 0.31 | 0.31 | 0.31
CHVHI92027 | L | Commercial | HVAC | HVAC System Improvements | Centrifugal Chiller Improvements | NewCOMM | 15 | 70% | 0.2 | 0.27 | 0.27 | 0.27 | 0.27 | 0.27 | 0.27 | 0.27 | 0.27 | 0.27 | 0.27 | 0.27 | 0.27 | 0.27 | 0.27 | 0.27 | 0.27 | 0.27 | 0.27 | 0.31 | 0.31 | 0.31
CHVHI92028 | L | Commercial | HVAC | HVAC System Improvements | Duct Insulation | CommHEAT | 30 | 70% | 0.2 | 0.27 | 0.27 | 0.27 | 0.27 | 0.27 | 0.27 | 0.35 | 0.35 | 0.35 | 0.35 | 0.35 | 0.35 | 0.35 | 0.35 | 0.35 | 0.35 | 0.35 | 0.35 | 0.4 | 0.4 | 0.4
CHVHI92029 | L | Commercial | HVAC | HVAC System Improvements | Ductless Heat Pumps | CommHEAT | 15 | 70% | 0.2 | 0.27 | 0.27 | 0.27 | 0.27 | 0.27 | 0.27 | 0.27 | 0.27 | 0.27 | 0.27 | 0.27 | 0.27 | 0.27 | 0.27 | 0.27 | 0.27 | 0.27 | 0.27 | 0.31 | 0.31 | 0.31
CHVHI92030 | L | Commercial | HVAC | HVAC System Improvements | Economizer System Improvements | ComEconoMizer | 15 | 70% | 0.2 | 0.27 | 0.27 | 0.27 | 0.27 | 0.27 | 0.27 | 0.27 | 0.27 | 0.27 | 0.27 | 0.27 | 0.27 | 0.27 | 0.27 | 0.27 | 0.27 | 0.27 | 0.27 | 0.31 | 0.31 | 0.31
CHVHI92031 | L | Commercial | HVAC | HVAC System Improvements | Interactive HVAC System Improvements | NewCOMM | 10 | 70% | 0.2 | 0.27 | 0.27 | 0.27 | 0.27 | 0.27 | 0.27 | 0.27 | 0.27 | 0.27 | 0.27 | 0.27 | 0.27 | 0.27 | 0.27 | 0.27 | 0.27 | 0.27 | 0.27 | 0.31 | 0.31 | 0.31
CHVHI92032 | L | Commercial | HVAC | HVAC System Improvements | Reciprocating Chiller Improvements | CommCool | 15 | 70% | 0.2 | 0.27 | 0.27 | 0.27 | 0.27 | 0.27 | 0.27 | 0.27 | 0.27 | 0.27 | 0.27 | 0.27 | 0.27 | 0.27 | 0.27 | 0.27 | 0.27 | 0.27 | 0.27 | 0.31 | 0.31 | 0.31
CHVHI92033 | L | Commercial | HVAC | HVAC System Improvements | Rooftop Units | CommCool | 15 | 70% | 0.2 | 0.27 | 0.27 | 0.27 | 0.27 | 0.27 | 0.27 | 0.27 | 0.27 | 0.27 | 0.27 | 0.27 | 0.27 | 0.27 | 0.27 | 0.27 | 0.27 | 0.27 | 0.27 | 0.31 | 0.31 | 0.31
CHVHI92034 | L | Commercial | HVAC | HVAC System Improvements | Rotary Screw Chiller Improvements | CommCool | 15 | 70% | 0.2 | 0.27 | 0.27 | 0.27 | 0.27 | 0.27 | 0.27 | 0.27 | 0.27 | 0.27 | 0.27 | 0.27 | 0.27 | 0.27 | 0.27 | 0.27 | 0.27 | 0.27 | 0.27 | 0.31 | 0.31 | 0.31
CHVHI92035 | L | Commercial | HVAC | HVAC System Improvements | Scroll Chiller Improvements | CommCool | 15 | 70% | 0.2 | 0.27 | 0.27 | 0.27 | 0.27 | 0.27 | 0.27 | 0.27 | 0.27 | 0.27 | 0.27 | 0.27 | 0.27 | 0.27 | 0.27 | 0.27 | 0.27 | 0.27 | 0.27 | 0.31 | 0.31 | 0.31
CHVHI92036 | L | Commercial | HVAC | HVAC System Improvements | Storage Tank Insulation Improvements | NewCOMM | 10 | 70% | 0.2 | 0.27 | 0.27 | 0.27 | 0.27 | 0.27 | 0.27 | 0.27 | 0.27 | 0.27 | 0.27 | 0.27 | 0.27 | 0.27 | 0.27 | 0.27 | 0.27 | 0.27 | 0.27 | 0.31 | 0.31 | 0.31
CHVHI92037 | L | Commercial | HVAC | HVAC System Improvements | Variable Refrigerant Flow System Improvements | NewCOMM | 15 | 70% | 0.2 | 0.27 | 0.27 | 0.27 | 0.27 | 0.27 | 0.27 | 0.27 | 0.27 | 0.27 | 0.27 | 0.27 | 0.27 | 0.27 | 0.27 | 0.27 | 0.27 | 0.27 | 0.27 | 0.31 | 0.31 | 0.31
CHVHI92038 | L | Commercial | HVAC | HVAC System Improvements | Ventilation System Improvements | CommVENT | 10 | 70% | 0.2 | 0.27 | 0.27 | 0.27 | 0.27 | 0.27 | 0.27 | 0.27 | 0.27 | 0.27 | 0.27 | 0.27 | 0.27 | 0.27 | 0.27 | 0.27 | 0.27 | 0.27 | 0.27 | 0.31 | 0.31 | 0.31
CHVHI92039 | L | Commercial | HVAC | HVAC System Improvements | Water-Source Heat Pumps | NewCOMM | 15 | 70% | 0.2 | 0.27 | 0.27 | 0.27 | 0.27 | 0.27 | 0.27 | 0.27 | 0.27 | 0.27 | 0.27 | 0.27 | 0.27 | 0.27 | 0.27 | 0.27 | 0.27 | 0.27 | 0.27 | 0.31 | 0.31 | 0.31
CHVHI92102 | L | Commercial | HVAC | HVAC System Improvements | Fan System Improvements | CommHEAT | 15 | 70% | 0.13 | 0.27 | 0.27 | 0.27 | 0.27 | 0.27 | 0.27 | 0.27 | 0.27 | 0.27 | 0.27 | 0.27 | 0.27 | 0.27 | 0.27 | 0.27 | 0.27 | 0.27 | 0.27 | 0.31 | 0.31 | 0.31
CHVHI92103 | L | Commercial | HVAC | HVAC System Improvements | Pump System Improvements | CommHEAT | 15 | 70% | 0.13 | 0.27 | 0.27 | 0.27 | 0.27 | 0.27 | 0.27 | 0.27 | 0.27 | 0.27 | 0.27 | 0.27 | 0.27 | 0.27 | 0.27 | 0.27 | 0.27 | 0.27 | 0.27 | 0.31 | 0.31 | 0.31
CHVHI92122 | L | Commercial | HVAC | HVAC System Improvements | Data Center Airflow Management | CommVENT | 3 | 70% | NA | NA | NA | NA | NA | NA | NA | 0.05 | 0.05 | 0.05 | 0.05 | 0.05 | 0.05 | 0.05 | 0.05 | 0.05 | 0.05 | 0.05 | 0.05 | 0.06 | 0.06 | 0.06
CHVHR82018 | R | Commercial | HVAC | Heat Recovery | Heat Recovery Improvements | ExComm | 10 | 70% | 0.13 | 0.2 | 0.2 | 0.2 | 0.2 | 0.2 | 0.2 | 0.2 | 0.2 | 0.2 | 0.2 | 0.2 | 0.2 | 0.2 | 0.2 | 0.2 | 0.2 | 0.2 | 0.2 | 0.23 | 0.23 | 0.23
CHVHR82019 | R | Commercial | HVAC | Heat Recovery | Humidification/Dehumidification Improvements | ExComm | 10 | 70% | 0.13 | 0.2 | 0.2 | 0.2 | 0.2 | 0.2 | 0.2 | 0.2 | 0.2 | 0.2 | 0.2 | 0.2 | 0.2 | 0.2 | 0.2 | 0.2 | 0.2 | 0.2 | 0.2 | 0.23 | 0.23 | 0.23
CHVHR92018 | L | Commercial | HVAC | Heat Recovery | Heat Recovery Improvements | NewCOMM | 10 | 70% | 0.2 | 0.27 | 0.27 | 0.27 | 0.27 | 0.27 | 0.27 | 0.27 | 0.27 | 0.27 | 0.27 | 0.27 | 0.27 | 0.27 | 0.27 | 0.27 | 0.27 | 0.27 | 0.27 | 0.31 | 0.31 | 0.31
CHVHR92019 | L | Commercial | HVAC | Heat Recovery | Humidification/Dehumidification Improvements | NewCOMM | 10 | 70% | 0.2 | 0.27 | 0.27 | 0.27 | 0.27 | 0.27 | 0.27 | 0.27 | 0.27 | 0.27 | 0.27 | 0.27 | 0.27 | 0.27 | 0.27 | 0.27 | 0.27 | 0.27 | 0.27 | 0.31 | 0.31 | 0.31
CLIDE82040 | R | Commercial | Lighting | Delamping | Delamping | ExCommLight | 12 | 70% | 0.13 | 0.2 | 0.2 | 0.2 | 0.2 | 0.2 | 0.2 | 0.18 | 0.18 | 0.18 | 0.18 | 0.18 | 0.18 | 0.18 | 0.18 | 0.18 | 0.18 | NA | NA | NA | NA | NA
CLIDE92040 | L | Commercial | Lighting | Delamping | Delamping | NewCommLight | 12 | 70% | 0.2 | 0.27 | 0.27 | 0.27 | 0.27 | 0.27 | 0.27 | 0.18 | 0.18 | 0.18 | 0.18 | 0.18 | 0.18 | 0.18 | 0.18 | 0.18 | 0.18 | NA | NA | NA | NA | NA
CLILB82104 | R | Commercial | Lighting | Lamps/Ballasts/Fixtures | T8 Linear Fluorescents | ExCommLight | 12 | 70% | 0.13 | 0.2 | 0.2 | 0.2 | 0.2 | 0.2 | 0.2 | 0.18 | 0.18 | 0.18 | 0.18 | 0.18 | 0.18 | 0.18 | 0.18 | 0.18 | 0.18 | NA | NA | NA | NA | NA
CLILB82105 | R | Commercial | Lighting | Lamps/Ballasts/Fixtures | Compact Fluorescents | ExCommLight | 12 | 70% | 0.13 | 0.2 | 0.2 | 0.2 | 0.2 | 0.2 | 0.2 | 0.18 | 0.18 | 0.18 | 0.18 | 0.18 | 0.18 | 0.18 | 0.18 | 0.18 | 0.18 | NA | NA | NA | NA | NA
CLILB82106 | R | Commercial | Lighting | Lamps/Ballasts/Fixtures | Induction | ExCommLight | 12 | 70% | 0.13 | 0.2 | 0.2 | 0.2 | 0.2 | 0.2 | 0.2 | 0.18 | 0.18 | 0.18 | 0.18 | 0.18 | 0.18 | 0.18 | 0.18 | 0.18 | 0.18 | NA | NA | NA | NA | NA
CLILB82107 | R | Commercial | Lighting | Lamps/Ballasts/Fixtures | Electronic Metal Halide | ExCommLight | 12 | 70% | 0.13 | 0.2 | 0.2 | 0.2 | 0.2 | 0.2 | 0.2 | 0.18 | 0.18 | 0.18 | 0.18 | 0.18 | 0.18 | 0.18 | 0.18 | 0.18 | 0.18 | NA | NA | NA | NA | NA
CLILB82108 | R | Commercial | Lighting | Lamps/Ballasts/Fixtures | Linear Fluorescent High Bay | ExCommLight | 12 | 70% | 0.13 | 0.2 | 0.2 | 0.2 | 0.2 | 0.2 | 0.2 | 0.18 | 0.18 | 0.18 | 0.18 | 0.18 | 0.18 | 0.18 | 0.18 | 0.18 | 0.18 | NA | NA | NA | NA | NA
CLILB82109 | R | Commercial | Lighting | Lamps/Ballasts/Fixtures | LED Small Lamp / Fixture | ExCommLight | 12 | 70% | 0.13 | 0.2 | 0.2 | 0.2 | 0.2 | 0.2 | 0.2 | 0.18 | 0.18 | 0.18 | 0.18 | 0.18 | 0.18 | 0.18 | 0.18 | 0.18 | 0.18 | 0.18 | 0.18 | 0.13 | 0.13 | 0.13
CLILB82110 | R | Commercial | Lighting | Lamps/Ballasts/Fixtures | LED Tubes | ExCommLight | 12 | 70% | 0.13 | 0.2 | 0.2 | 0.2 | 0.2 | 0.2 | 0.2 | 0.18 | 0.18 | 0.18 | 0.18 | 0.18 | 0.18 | 0.18 | 0.18 | 0.18 | 0.18 | 0.18 | 0.18 | 0.13 | 0.13 | 0.13
CLILB82111 | R | Commercial | Lighting | Lamps/Ballasts/Fixtures | LED Exterior | ExCommLight | 12 | 70% | 0.13 | 0.2 | 0.2 | 0.2 | 0.2 | 0.2 | 0.2 | 0.18 | 0.18 | 0.18 | 0.18 | 0.18 | 0.18 | 0.18 | 0.18 | 0.18 | 0.18 | 0.18 | 0.18 | 0.13 | 0.13 | 0.13
CLILB82112 | R | Commercial | Lighting | Lamps/Ballasts/Fixtures | LED High Bay | ExCommLight | 12 | 70% | 0.13 | 0.2 | 0.2 | 0.2 | 0.2 | 0.2 | 0.2 | 0.18 | 0.18 | 0.18 | 0.18 | 0.18 | 0.18 | 0.18 | 0.18 | 0.18 | 0.18 | 0.18 | 0.18 | 0.13 | 0.13 | 0.13
CLILB82113 | R | Commercial | Lighting | Lamps/Ballasts/Fixtures | LED Parking Garage | ExCommLight | 12 | 70% | 0.13 | 0.2 | 0.2 | 0.2 | 0.2 | 0.2 | 0.2 | 0.18 | 0.18 | 0.18 | 0.18 | 0.18 | 0.18 | 0.18 | 0.18 | 0.18 | 0.18 | NA | NA | NA | NA | NA
CLILB82114 | R | Commercial | Lighting | Lamps/Ballasts/Fixtures | LED Linear Strip | ExCommLight | 12 | 70% | 0.13 | 0.2 | 0.2 | 0.2 | 0.2 | 0.2 | 0.2 | 0.18 | 0.18 | 0.18 | 0.18 | 0.18 | 0.18 | 0.18 | 0.18 | 0.18 | 0.18 | 0.18 | 0.18 | 0.13 | 0.13 | 0.13
CLILB82115 | R | Commercial | Lighting | Lamps/Ballasts/Fixtures | Other | ExCommLight | 12 | 70% | 0.13 | 0.2 | 0.2 | 0.2 | 0.2 | 0.2 | 0.2 | 0.18 | 0.18 | 0.18 | 0.18 | 0.18 | 0.18 | 0.18 | 0.18 | 0.18 | 0.18 | 0.18 | 0.18 | 0.13 | 0.13 | 0.13
CLILB82117 | R | Commercial | Lighting | Lamps/Ballasts/Fixtures | Decommissioning/Fixtures Increase | ExCommLight | 12 | 70% | 0.13 | 0.2 | 0.2 | 0.2 | 0.2 | 0.2 | 0.2 | 0.18 | 0.18 | 0.18 | 0.18 | 0.18 | 0.18 | 0.18 | 0.18 | 0.18 | 0.18 | NA | NA | NA | NA | NA
CLILB82118 | R | Commercial | Lighting | Lamps/Ballasts/Fixtures | Non-Standard | ExCommLight | 12 | 70% | 0.13 | 0.2 | 0.2 | 0.2 | 0.2 | 0.2 | 0.2 | 0.18 | 0.18 | 0.18 | 0.18 | 0.18 | 0.18 | 0.18 | 0.18 | 0.18 | 0.18 | NA | NA | NA | NA | NA
CLILB82123 | R | Commercial | Lighting | Lamps/Ballasts/Fixtures | LED Low Bay | ExCommLight | 12 | 70% | NA | NA | NA | NA | NA | NA | NA | NA | NA | NA | NA | NA | NA | NA | NA | NA | NA | 0.18 | 0.18 | 0.13 | 0.13 | 0.13
CLILB82124 | R | Commercial | Lighting | Lamps/Ballasts/Fixtures | LED Mogul Base | ExCommLight | 12 | 70% | NA | NA | NA | NA | NA | NA | NA | NA | NA | NA | NA | NA | NA | NA | NA | NA | NA | 0.18 | 0.18 | 0.13 | 0.13 | 0.13
CLILB82125 | R | Commercial | Lighting | Lamps/Ballasts/Fixtures | LED Exit Sign | ExCommLight | 12 | 70% | NA | NA | NA | NA | NA | NA | NA | NA | NA | NA | NA | NA | NA | NA | NA | NA | NA | 0.18 | 0.18 | 0.13 | 0.13 | 0.13
CLILB82126 | R | Commercial | Lighting | Lamps/Ballasts/Fixtures | Fluorescent | ExCommLight | 12 | 70% | NA | NA | NA | NA | NA | NA | NA | NA | NA | NA | NA | NA | NA | NA | NA | NA | NA | 0.18 | 0.18 | 0.13 | 0.13 | 0.13
CLILB82127 | R | Commercial | Lighting | Lamps/Ballasts/Fixtures | Signage | ExCommLight | 12 | 70% | NA | NA | NA | NA | NA | NA | NA | NA | NA | NA | NA | NA | NA | NA | NA | NA | NA | 0.18 | 0.18 | 0.13 | 0.13 | 0.13
CLILB92104 | L | Commercial | Lighting | Lamps/Ballasts/Fixtures | T8 Linear Fluorescents | NewCommLight | 12 | 70% | 0.2 | 0.27 | 0.27 | 0.27 | 0.27 | 0.27 | 0.27 | 0.18 | 0.18 | 0.18 | 0.18 | 0.18 | 0.18 | 0.18 | 0.18 | 0.18 | 0.18 | NA | NA | NA | NA | NA
CLILB92105 | L | Commercial | Lighting | Lamps/Ballasts/Fixtures | Compact Fluorescents | NewCommLight | 12 | 70% | 0.2 | 0.27 | 0.27 | 0.27 | 0.27 | 0.27 | 0.27 | 0.18 | 0.18 | 0.18 | 0.18 | 0.18 | 0.18 | 0.18 | 0.18 | 0.18 | 0.18 | NA | NA | NA | NA | NA
CLILB92106 | L | Commercial | Lighting | Lamps/Ballasts/Fixtures | Induction | NewCommLight | 12 | 70% | 0.2 | 0.27 | 0.27 | 0.27 | 0.27 | 0.27 | 0.27 | 0.18 | 0.18 | 0.18 | 0.18 | 0.18 | 0.18 | 0.18 | 0.18 | 0.18 | 0.18 | NA | NA | NA | NA | NA
CLILB92107 | L | Commercial | Lighting | Lamps/Ballasts/Fixtures | Electronic Metal Halide | NewCommLight | 12 | 70% | 0.2 | 0.27 | 0.27 | 0.27 | 0.27 | 0.27 | 0.27 | 0.18 | 0.18 | 0.18 | 0.18 | 0.18 | 0.18 | 0.18 | 0.18 | 0.18 | 0.18 | NA | NA | NA | NA | NA
CLILB92108 | L | Commercial | Lighting | Lamps/Ballasts/Fixtures | Linear Fluorescent High Bay | NewCommLight | 12 | 70% | 0.2 | 0.27 | 0.27 | 0.27 | 0.27 | 0.27 | 0.27 | 0.18 | 0.18 | 0.18 | 0.18 | 0.18 | 0.18 | 0.18 | 0.18 | 0.18 | 0.18 | NA | NA | NA | NA | NA
CLILB92109 | L | Commercial | Lighting | Lamps/Ballasts/Fixtures | LED Small Lamp / Fixture | NewCommLight | 12 | 70% | 0.2 | 0.27 | 0.27 | 0.27 | 0.27 | 0.27 | 0.27 | 0.18 | 0.18 | 0.18 | 0.18 | 0.18 | 0.18 | 0.18 | 0.18 | 0.18 | 0.18 | 0.18 | 0.18 | 0.13 | 0.13 | 0.13
CLILB92110 | L | Commercial | Lighting | Lamps/Ballasts/Fixtures | LED Tubes | NewCommLight | 12 | 70% | 0.2 | 0.27 | 0.27 | 0.27 | 0.27 | 0.27 | 0.27 | 0.18 | 0.18 | 0.18 | 0.18 | 0.18 | 0.18 | 0.18 | 0.18 | 0.18 | 0.18 | 0.18 | 0.18 | 0.13 | 0.13 | 0.13
CLILB92111 | L | Commercial | Lighting | Lamps/Ballasts/Fixtures | LED Exterior | NewCommLight | 12 | 70% | 0.2 | 0.27 | 0.27 | 0.27 | 0.27 | 0.27 | 0.27 | 0.18 | 0.18 | 0.18 | 0.18 | 0.18 | 0.18 | 0.18 | 0.18 | 0.18 | 0.18 | 0.18 | 0.18 | 0.13 | 0.13 | 0.13
CLILB92112 | L | Commercial | Lighting | Lamps/Ballasts/Fixtures | LED High Bay | NewCommLight | 12 | 70% | 0.2 | 0.27 | 0.27 | 0.27 | 0.27 | 0.27 | 0.27 | 0.18 | 0.18 | 0.18 | 0.18 | 0.18 | 0.18 | 0.18 | 0.18 | 0.18 | 0.18 | 0.18 | 0.18 | 0.13 | 0.13 | 0.13
CLILB92113 | L | Commercial | Lighting | Lamps/Ballasts/Fixtures | LED Parking Garage | NewCommLight | 12 | 70% | 0.2 | 0.27 | 0.27 | 0.27 | 0.27 | 0.27 | 0.27 | 0.18 | 0.18 | 0.18 | 0.18 | 0.18 | 0.18 | 0.18 | 0.18 | 0.18 | 0.18 | NA | NA | NA | NA | NA
CLILB92114 | L | Commercial | Lighting | Lamps/Ballasts/Fixtures | LED Linear Strip | NewCommLight | 12 | 70% | 0.2 | 0.27 | 0.27 | 0.27 | 0.27 | 0.27 | 0.27 | 0.18 | 0.18 | 0.18 | 0.18 | 0.18 | 0.18 | 0.18 | 0.18 | 0.18 | 0.18 | 0.18 | 0.18 | 0.13 | 0.13 | 0.13
CLILB92115 | L | Commercial | Lighting | Lamps/Ballasts/Fixtures | Other | NewCommLight | 12 | 70% | 0.2 | 0.27 | 0.27 | 0.27 | 0.27 | 0.27 | 0.27 | 0.18 | 0.18 | 0.18 | 0.18 | 0.18 | 0.18 | 0.18 | 0.18 | 0.18 | 0.18 | 0.18 | 0.18 | 0.13 | 0.13 | 0.13
CLILB92117 | L | Commercial | Lighting | Lamps/Ballasts/Fixtures | Decommissioning/Fixtures Increase | NewCommLight | 12 | 70% | 0.2 | 0.27 | 0.27 | 0.27 | 0.27 | 0.27 | 0.27 | 0.18 | 0.18 | 0.18 | 0.18 | 0.18 | 0.18 | 0.18 | 0.18 | 0.18 | 0.18 | NA | NA | NA | NA | NA
CLILB92118 | L | Commercial | Lighting | Lamps/Ballasts/Fixtures | Non-Standard | NewCommLight | 12 | 70% | 0.2 | 0.27 | 0.27 | 0.27 | 0.27 | 0.27 | 0.27 | 0.18 | 0.18 | 0.18 | 0.18 | 0.18 | 0.18 | 0.18 | 0.18 | 0.18 | 0.18 | NA | NA | NA | NA | NA
CLILB92119 | L | Commercial | Lighting | Lamps/Ballasts/Fixtures | New Construction | NewCommLight | 12 | 70% | 0.2 | 0.27 | 0.27 | 0.27 | 0.27 | 0.27 | 0.27 | 0.18 | 0.18 | 0.18 | 0.18 | 0.18 | 0.18 | 0.18 | 0.18 | 0.18 | 0.18 | 0.18 | 0.18 | 0.13 | 0.13 | 0.13
CLILB92123 | L | Commercial | Lighting | Lamps/Ballasts/Fixtures | LED Low Bay | NewCommLight | 12 | 70% | NA | NA | NA | NA | NA | NA | NA | NA | NA | NA | NA | NA | NA | NA | NA | NA | NA | 0.18 | 0.18 | 0.13 | 0.13 | 0.13
CLILB92124 | L | Commercial | Lighting | Lamps/Ballasts/Fixtures | LED Mogul Base | NewCommLight | 12 | 70% | NA | NA | NA | NA | NA | NA | NA | NA | NA | NA | NA | NA | NA | NA | NA | NA | NA | 0.18 | 0.18 | 0.13 | 0.13 | 0.13
CLILB92125 | L | Commercial | Lighting | Lamps/Ballasts/Fixtures | LED Exit Sign | NewCommLight | 12 | 70% | NA | NA | NA | NA | NA | NA | NA | NA | NA | NA | NA | NA | NA | NA | NA | NA | NA | 0.18 | 0.18 | 0.13 | 0.13 | 0.13
CLILB92126 | L | Commercial | Lighting | Lamps/Ballasts/Fixtures | Fluorescent | NewCommLight | 12 | 70% | NA | NA | NA | NA | NA | NA | NA | NA | NA | NA | NA | NA | NA | NA | NA | NA | NA | 0.18 | 0.18 | 0.13 | 0.13 | 0.13
CLILB92127 | L | Commercial | Lighting | Lamps/Ballasts/Fixtures | Signage | NewCommLight | 12 | 70% | NA | NA | NA | NA | NA | NA | NA | NA | NA | NA | NA | NA | NA | NA | NA | NA | NA | 0.18 | 0.18 | 0.13 | 0.13 | 0.13
CLILC82049 | R | Commercial | Lighting | Lighting Controls | Control Panels | ExCommLight | 7 | 70% | 0.13 | 0.2 | 0.2 | 0.2 | 0.2 | 0.2 | 0.2 | 0.18 | 0.18 | 0.18 | 0.18 | 0.18 | 0.18 | 0.18 | 0.18 | 0.18 | 0.18 | NA | NA | NA | NA | NA
CLILC82050 | R | Commercial | Lighting | Lighting Controls | Daylighting | ExCommLight | 7 | 70% | 0.13 | 0.2 | 0.2 | 0.2 | 0.2 | 0.2 | 0.2 | 0.18 | 0.18 | 0.18 | 0.18 | 0.18 | 0.18 | 0.18 | 0.18 | 0.18 | 0.18 | NA | NA | NA | NA | NA
CLILC82051 | R | Commercial | Lighting | Lighting Controls | Occupancy Sensors | ExCommLight | 7 | 70% | 0.13 | 0.2 | 0.2 | 0.2 | 0.2 | 0.2 | 0.2 | 0.18 | 0.18 | 0.18 | 0.18 | 0.18 | 0.18 | 0.18 | 0.18 | 0.18 | 0.18 | NA | NA | NA | NA | NA
CLILC82052 | R | Commercial | Lighting | Lighting Controls | Photocells | ExCommLight | 7 | 70% | 0.13 | 0.2 | 0.2 | 0.2 | 0.2 | 0.2 | 0.2 | 0.18 | 0.18 | 0.18 | 0.18 | 0.18 | 0.18 | 0.18 | 0.18 | 0.18 | 0.18 | NA | NA | NA | NA | NA
CLILC82053 | R | Commercial | Lighting | Lighting Controls | Timers | ExCommLight | 7 | 70% | 0.13 | 0.2 | 0.2 | 0.2 | 0.2 | 0.2 | 0.2 | 0.18 | 0.18 | 0.18 | 0.18 | 0.18 | 0.18 | 0.18 | 0.18 | 0.18 | 0.18 | NA | NA | NA | NA | NA
CLILC82116 | R | Commercial | Lighting | Lighting Controls | Controls | ExCommLight | 7 | 70% | 0.13 | 0.2 | 0.2 | 0.2 | 0.2 | 0.2 | 0.2 | 0.18 | 0.18 | 0.18 | 0.18 | 0.18 | 0.18 | 0.18 | 0.18 | 0.18 | 0.18 | 0.18 | 0.18 | 0.13 | 0.13 | 0.13
CLILC92049 | L | Commercial | Lighting | Lighting Controls | Control Panels | NewCommLight | 7 | 70% | 0.2 | 0.27 | 0.27 | 0.27 | 0.27 | 0.27 | 0.27 | 0.18 | 0.18 | 0.18 | 0.18 | 0.18 | 0.18 | 0.18 | 0.18 | 0.18 | 0.18 | NA | NA | NA | NA | NA
CLILC92050 | L | Commercial | Lighting | Lighting Controls | Daylighting | NewCommLight | 7 | 70% | 0.2 | 0.27 | 0.27 | 0.27 | 0.27 | 0.27 | 0.27 | 0.18 | 0.18 | 0.18 | 0.18 | 0.18 | 0.18 | 0.18 | 0.18 | 0.18 | 0.18 | NA | NA | NA | NA | NA
CLILC92051 | L | Commercial | Lighting | Lighting Controls | Occupancy Sensors | NewCommLight | 7 | 70% | 0.2 | 0.27 | 0.27 | 0.27 | 0.27 | 0.27 | 0.27 | 0.18 | 0.18 | 0.18 | 0.18 | 0.18 | 0.18 | 0.18 | 0.18 | 0.18 | 0.18 | NA | NA | NA | NA | NA
CLILC92052 | L | Commercial | Lighting | Lighting Controls | Photocells | NewCommLight | 7 | 70% | 0.2 | 0.27 | 0.27 | 0.27 | 0.27 | 0.27 | 0.27 | 0.18 | 0.18 | 0.18 | 0.18 | 0.18 | 0.18 | 0.18 | 0.18 | 0.18 | 0.18 | NA | NA | NA | NA | NA
CLILC92053 | L | Commercial | Lighting | Lighting Controls | Timers | NewCommLight | 7 | 70% | 0.2 | 0.27 | 0.27 | 0.27 | 0.27 | 0.27 | 0.27 | 0.18 | 0.18 | 0.18 | 0.18 | 0.18 | 0.18 | 0.18 | 0.18 | 0.18 | 0.18 | NA | NA | NA | NA | NA
CLILC92116 | L | Commercial | Lighting | Lighting Controls | Controls | NewCommLight | 7 | 70% | 0.2 | 0.27 | 0.27 | 0.27 | 0.27 | 0.27 | 0.27 | 0.18 | 0.18 | 0.18 | 0.18 | 0.18 | 0.18 | 0.18 | 0.18 | 0.18 | 0.18 | 0.18 | 0.18 | 0.13 | 0.13 | 0.13
CMDCI82099 | R | Commercial | Motors/Drives | Compressed Air System Improvements | Motors/Drives Installation on Compressed Air System | CommSector | 10 | 70% | 0.13 | 0.2 | 0.2 | 0.2 | 0.2 | 0.2 | 0.2 | 0.2 | 0.2 | 0.2 | 0.2 | 0.2 | 0.2 | 0.2 | 0.2 | 0.2 | 0.2 | 0.2 | 0.2 | 0.2 | 0.2 | 0.2
CMDCI92099 | L | Commercial | Motors/Drives | Compressed Air System Improvements | Motors/Drives Installation on Compressed Air System | CommSector | 10 | 70% | 0.2 | 0.27 | 0.27 | 0.27 | 0.27 | 0.27 | 0.27 | 0.27 | 0.27 | 0.27 | 0.27 | 0.27 | 0.27 | 0.27 | 0.27 | 0.27 | 0.27 | 0.27 | 0.27 | 0.27 | 0.27 | 0.27
CMDMC82056 | R | Commercial | Motors/Drives | Motors/Drives Controls | Electronically Commutated Motor (ECM) | ExComm | 10 | 70% | 0.13 | 0.2 | 0.2 | 0.2 | 0.2 | 0.2 | 0.2 | 0.2 | 0.2 | 0.2 | 0.2 | 0.2 | 0.2 | 0.2 | 0.2 | 0.2 | 0.2 | 0.2 | 0.2 | 0.2 | 0.2 | 0.2
CMDMC82057 | R | Commercial | Motors/Drives | Motors/Drives Controls | Energy Management Systems/System Controls | ExComm | 10 | 70% | 0.13 | 0.2 | 0.2 | 0.2 | 0.2 | 0.2 | 0.2 | 0.2 | 0.2 | 0.2 | 0.2 | 0.2 | 0.2 | 0.2 | 0.2 | 0.2 | 0.2 | 0.2 | 0.2 | 0.2 | 0.2 | 0.2
CMDMC82058 | R | Commercial | Motors/Drives | Motors/Drives Controls | Motors/Drives Control Improvements (non-VFD) | ExComm | 10 | 70% | 0.13 | 0.2 | 0.2 | 0.2 | 0.2 | 0.2 | 0.2 | 0.2 | 0.2 | 0.2 | 0.2 | 0.2 | 0.2 | 0.2 | 0.2 | 0.2 | 0.2 | 0.2 | 0.2 | 0.2 | 0.2 | 0.2
CMDMC82059 | R | Commercial | Motors/Drives | Motors/Drives Controls | Motors/Drives Control Improvements (VFD) | ExComm | 10 | 70% | 0.13 | 0.2 | 0.2 | 0.2 | 0.2 | 0.2 | 0.2 | 0.2 | 0.2 | 0.2 | 0.2 | 0.2 | 0.2 | 0.2 | 0.2 | 0.2 | 0.2 | 0.2 | 0.2 | 0.2 | 0.2 | 0.2
CMDMC92056 | L | Commercial | Motors/Drives | Motors/Drives Controls | Electronically Commutated Motor (ECM) | NewCOMM | 10 | 70% | 0.2 | 0.27 | 0.27 | 0.27 | 0.27 | 0.27 | 0.27 | 0.27 | 0.27 | 0.27 | 0.27 | 0.27 | 0.27 | 0.27 | 0.27 | 0.27 | 0.27 | 0.27 | 0.27 | 0.27 | 0.27 | 0.27
CMDMC92057 | L | Commercial | Motors/Drives | Motors/Drives Controls | Energy Management Systems/System Controls | NewCOMM | 10 | 70% | 0.2 | 0.27 | 0.27 | 0.27 | 0.27 | 0.27 | 0.27 | 0.27 | 0.27 | 0.27 | 0.27 | 0.27 | 0.27 | 0.27 | 0.27 | 0.27 | 0.27 | 0.27 | 0.27 | 0.27 | 0.27 | 0.27
CMDMC92058 | L | Commercial | Motors/Drives | Motors/Drives Controls | Motors/Drives Control Improvements (non-VFD) | NewCOMM | 10 | 70% | 0.2 | 0.27 | 0.27 | 0.27 | 0.27 | 0.27 | 0.27 | 0.27 | 0.27 | 0.27 | 0.27 | 0.27 | 0.27 | 0.27 | 0.27 | 0.27 | 0.27 | 0.27 | 0.27 | 0.27 | 0.27 | 0.27
CMDMC92059 | L | Commercial | Motors/Drives | Motors/Drives Controls | Motors/Drives Control Improvements (VFD) | NewCOMM | 10 | 70% | 0.2 | 0.27 | 0.27 | 0.27 | 0.27 | 0.27 | 0.27 | 0.27 | 0.27 | 0.27 | 0.27 | 0.27 | 0.27 | 0.27 | 0.27 | 0.27 | 0.27 | 0.27 | 0.27 | 0.27 | 0.27 | 0.27
CMDMO82054 | R | Commercial | Motors/Drives | Motors | Motor Rewind | ExComm | 10 | 70% | 0.13 | 0.2 | 0.2 | 0.2 | 0.2 | 0.2 | 0.2 | 0.2 | 0.2 | 0.2 | 0.2 | 0.2 | 0.2 | 0.2 | 0.2 | 0.2 | 0.2 | 0.2 | 0.2 | 0.2 | 0.2 | 0.2
CMDMO82055 | R | Commercial | Motors/Drives | Motors | Motors | ExComm | 10 | 70% | 0.13 | 0.2 | 0.2 | 0.2 | 0.2 | 0.2 | 0.2 | 0.2 | 0.2 | 0.2 | 0.2 | 0.2 | 0.2 | 0.2 | 0.2 | 0.2 | 0.2 | 0.2 | 0.2 | 0.2 | 0.2 | 0.2
CMDMO92054 | L | Commercial | Motors/Drives | Motors | Motor Rewind | NewCOMM | 10 | 70% | 0.2 | 0.27 | 0.27 | 0.27 | 0.27 | 0.27 | 0.27 | 0.27 | 0.27 | 0.27 | 0.27 | 0.27 | 0.27 | 0.27 | 0.27 | 0.27 | 0.27 | 0.27 | 0.27 | 0.27 | 0.27 | 0.27
CMDMO92055 | L | Commercial | Motors/Drives | Motors | Motors | NewCOMM | 10 | 70% | 0.2 | 0.27 | 0.27 | 0.27 | 0.27 | 0.27 | 0.27 | 0.27 | 0.27 | 0.27 | 0.27 | 0.27 | 0.27 | 0.27 | 0.27 | 0.27 | 0.27 | 0.27 | 0.27 | 0.27 | 0.27 | 0.27
CMDPF82060 | R | Commercial | Motors/Drives | Pumps and Fans | Motors/Drives Installation on Fan System | ExComm | 10 | 70% | 0.13 | 0.2 | 0.2 | 0.2 | 0.2 | 0.2 | 0.2 | 0.2 | 0.2 | 0.2 | 0.2 | 0.2 | 0.2 | 0.2 | 0.2 | 0.2 | 0.2 | 0.2 | 0.2 | 0.2 | 0.2 | 0.2
CMDPF82061 | R | Commercial | Motors/Drives | Pumps and Fans | Motors/Drives Installation on Vacuum Pumps | ExComm | 10 | 70% | 0.13 | 0.2 | 0.2 | 0.2 | 0.2 | 0.2 | 0.2 | 0.2 | 0.2 | 0.2 | 0.2 | 0.2 | 0.2 | 0.2 | 0.2 | 0.2 | 0.2 | 0.2 | 0.2 | 0.2 | 0.2 | 0.2
CMDPF82100 | R | Commercial | Motors/Drives | Pumps and Fans | Motors/Drives Installation on Pump System | ExComm | 10 | 70% | 0.13 | 0.2 | 0.2 | 0.2 | 0.2 | 0.2 | 0.2 | 0.2 | 0.2 | 0.2 | 0.2 | 0.2 | 0.2 | 0.2 | 0.2 | 0.2 | 0.2 | 0.2 | 0.2 | 0.2 | 0.2 | 0.2
CMDPF92060 | L | Commercial | Motors/Drives | Pumps and Fans | Motors/Drives Installation on Fan System | NewCOMM | 10 | 70% | 0.2 | 0.27 | 0.27 | 0.27 | 0.27 | 0.27 | 0.27 | 0.27 | 0.27 | 0.27 | 0.27 | 0.27 | 0.27 | 0.27 | 0.27 | 0.27 | 0.27 | 0.27 | 0.27 | 0.27 | 0.27 | 0.27
CMDPF92061 | L | Commercial | Motors/Drives | Pumps and Fans | Motors/Drives Installation on Vacuum Pumps | NewCOMM | 10 | 70% | 0.2 | 0.27 | 0.27 | 0.27 | 0.27 | 0.27 | 0.27 | 0.27 | 0.27 | 0.27 | 0.27 | 0.27 | 0.27 | 0.27 | 0.27 | 0.27 | 0.27 | 0.27 | 0.27 | 0.27 | 0.27 | 0.27
CMDPF92100 | L | Commercial | Motors/Drives | Pumps and Fans | Motors/Drives Installation on Pump System | NewCOMM | 10 | 70% | 0.2 | 0.27 | 0.27 | 0.27 | 0.27 | 0.27 | 0.27 | 0.27 | 0.27 | 0.27 | 0.27 | 0.27 | 0.27 | 0.27 | 0.27 | 0.27 | 0.27 | 0.27 | 0.27 | 0.27 | 0.27 | 0.27
CPLEL82062 | R | Commercial | Process Loads | Elevators | Elevators | ExComm | 15 | 70% | 0.13 | 0.2 | 0.2 | 0.2 | 0.2 | 0.2 | 0.2 | 0.2 | 0.2 | 0.2 | 0.2 | 0.2 | 0.2 | 0.2 | 0.2 | 0.2 | 0.2 | 0.2 | 0.2 | 0.2 | 0.2 | 0.2
CPLEL92062 | L | Commercial | Process Loads | Elevators | Elevators | NewCOMM | 15 | 70% | 0.2 | 0.27 | 0.27 | 0.27 | 0.27 | 0.27 | 0.27 | 0.27 | 0.27 | 0.27 | 0.27 | 0.27 | 0.27 | 0.27 | 0.27 | 0.27 | 0.27 | 0.27 | 0.27 | 0.27 | 0.27 | 0.27
CPLES82063 | R | Commercial | Process Loads | Escalators | Escalators | ExComm | 15 | 70% | 0.13 | 0.2 | 0.2 | 0.2 | 0.2 | 0.2 | 0.2 | 0.2 | 0.2 | 0.2 | 0.2 | 0.2 | 0.2 | 0.2 | 0.2 | 0.2 | 0.2 | 0.2 | 0.2 | 0.2 | 0.2 | 0.2
CPLES92063 | L | Commercial | Process Loads | Escalators | Escalators | NewCOMM | 15 | 70% | 0.2 | 0.27 | 0.27 | 0.27 | 0.27 | 0.27 | 0.27 | 0.27 | 0.27 | 0.27 | 0.27 | 0.27 | 0.27 | 0.27 | 0.27 | 0.27 | 0.27 | 0.27 | 0.27 | 0.27 | 0.27 | 0.27
CPLHR82064 | R | Commercial | Process Loads | Heat Recovery | Heat Recovery Improvements | ExComm | 10 | 70% | 0.13 | 0.2 | 0.2 | 0.2 | 0.2 | 0.2 | 0.2 | 0.2 | 0.2 | 0.2 | 0.2 | 0.2 | 0.2 | 0.2 | 0.2 | 0.2 | 0.2 | 0.2 | 0.2 | 0.2 | 0.2 | 0.2
CPLHR92064 | L | Commercial | Process Loads | Heat Recovery | Heat Recovery Improvements | NewCOMM | 10 | 70% | 0.2 | 0.27 | 0.27 | 0.27 | 0.27 | 0.27 | 0.27 | 0.27 | 0.27 | 0.27 | 0.27 | 0.27 | 0.27 | 0.27 | 0.27 | 0.27 | 0.27 | 0.27 | 0.27 | 0.27 | 0.27 | 0.27
CPLPC82065 | R | Commercial | Process Loads | Process Loads System Controls | Process Loads Control Improvements (non-VFD) | ExComm | 5 | 70% | 0.13 | 0.2 | 0.2 | 0.2 | 0.2 | 0.2 | 0.2 | 0.2 | 0.2 | 0.2 | 0.2 | 0.2 | 0.2 | 0.2 | 0.2 | 0.2 | 0.2 | 0.2 | 0.2 | 0.2 | 0.2 | 0.2
CPLPC82066 | R | Commercial | Process Loads | Process Loads System Controls | Process Loads Control Improvements (VFD) | ExComm | 5 | 70% | 0.13 | 0.2 | 0.2 | 0.2 | 0.2 | 0.2 | 0.2 | 0.2 | 0.2 | 0.2 | 0.2 | 0.2 | 0.2 | 0.2 | 0.2 | 0.2 | 0.2 | 0.2 | 0.2 | 0.2 | 0.2 | 0.2
CPLPC92065 | L | Commercial | Process Loads | Process Loads System Controls | Process Loads Control Improvements (non-VFD) | NewCOMM | 5 | 70% | 0.2 | 0.27 | 0.27 | 0.27 | 0.27 | 0.27 | 0.27 | 0.27 | 0.27 | 0.27 | 0.27 | 0.27 | 0.27 | 0.27 | 0.27 | 0.27 | 0.27 | 0.27 | 0.27 | 0.27 | 0.27 | 0.27
CPLPC92066 | L | Commercial | Process Loads | Process Loads System Controls | Process Loads Control Improvements (VFD) | NewCOMM | 5 | 70% | 0.2 | 0.27 | 0.27 | 0.27 | 0.27 | 0.27 | 0.27 | 0.27 | 0.27 | 0.27 | 0.27 | 0.27 | 0.27 | 0.27 | 0.27 | 0.27 | 0.27 | 0.27 | 0.27 | 0.27 | 0.27 | 0.27
CPLPF82068 | R | Commercial | Process Loads | Pumps and Fans | Centrifugal Pump System Improvements | ExComm | 10 | 70% | 0.13 | 0.2 | 0.2 | 0.2 | 0.2 | 0.2 | 0.2 | 0.2 | 0.2 | 0.2 | 0.2 | 0.2 | 0.2 | 0.2 | 0.2 | 0.2 | 0.2 | 0.2 | 0.2 | 0.2 | 0.2 | 0.2
CPLPF82069 | R | Commercial | Process Loads | Pumps and Fans | Fan System Improvements | ExComm | 10 | 70% | 0.13 | 0.2 | 0.2 | 0.2 | 0.2 | 0.2 | 0.2 | 0.2 | 0.2 | 0.2 | 0.2 | 0.2 | 0.2 | 0.2 | 0.2 | 0.2 | 0.2 | 0.2 | 0.2 | 0.2 | 0.2 | 0.2
CPLPF82070 | R | Commercial | Process Loads | Pumps and Fans | Pump System Improvements | ExComm | 10 | 70% | 0.13 | 0.2 | 0.2 | 0.2 | 0.2 | 0.2 | 0.2 | 0.2 | 0.2 | 0.2 | 0.2 | 0.2 | 0.2 | 0.2 | 0.2 | 0.2 | 0.2 | 0.2 | 0.2 | 0.2 | 0.2 | 0.2
CPLPF82071 | R | Commercial | Process Loads | Pumps and Fans | Turbine Pump System Improvements | ExComm | 10 | 70% | 0.13 | 0.2 | 0.2 | 0.2 | 0.2 | 0.2 | 0.2 | 0.2 | 0.2 | 0.2 | 0.2 | 0.2 | 0.2 | 0.2 | 0.2 | 0.2 | 0.2 | 0.2 | 0.2 | 0.2 | 0.2 | 0.2
CPLPF82072 | R | Commercial | Process Loads | Pumps and Fans | Vacuum Pump System Improvements | ExComm | 10 | 70% | 0.13 | 0.2 | 0.2 | 0.2 | 0.2 | 0.2 | 0.2 | 0.2 | 0.2 | 0.2 | 0.2 | 0.2 | 0.2 | 0.2 | 0.2 | 0.2 | 0.2 | 0.2 | 0.2 | 0.2 | 0.2 | 0.2
CPLPF92068 | L | Commercial | Process Loads | Pumps and Fans | Centrifugal Pump System Improvements | NewCOMM | 10 | 70% | 0.2 | 0.27 | 0.27 | 0.27 | 0.27 | 0.27 | 0.27 | 0.27 | 0.27 | 0.27 | 0.27 | 0.27 | 0.27 | 0.27 | 0.27 | 0.27 | 0.27 | 0.27 | 0.27 | 0.27 | 0.27 | 0.27
CPLPF92069 | L | Commercial | Process Loads | Pumps and Fans | Fan System Improvements | NewCOMM | 10 | 70% | 0.2 | 0.27 | 0.27 | 0.27 | 0.27 | 0.27 | 0.27 | 0.27 | 0.27 | 0.27 | 0.27 | 0.27 | 0.27 | 0.27 | 0.27 | 0.27 | 0.27 | 0.27 | 0.27 | 0.27 | 0.27 | 0.27
CPLPF92070 | L | Commercial | Process Loads | Pumps and Fans | Pump System Improvements | NewCOMM | 10 | 70% | 0.2 | 0.27 | 0.27 | 0.27 | 0.27 | 0.27 | 0.27 | 0.27 | 0.27 | 0.27 | 0.27 | 0.27 | 0.27 | 0.27 | 0.27 | 0.27 | 0.27 | 0.27 | 0.27 | 0.27 | 0.27 | 0.27
CPLPF92071 | L | Commercial | Process Loads | Pumps and Fans | Turbine Pump System Improvements | NewCOMM | 10 | 70% | 0.2 | 0.27 | 0.27 | 0.27 | 0.27 | 0.27 | 0.27 | 0.27 | 0.27 | 0.27 | 0.27 | 0.27 | 0.27 | 0.27 | 0.27 | 0.27 | 0.27 | 0.27 | 0.27 | 0.27 | 0.27 | 0.27
CPLPF92072 | L | Commercial | Process Loads | Pumps and Fans | Vacuum Pump System Improvements | NewCOMM | 10 | 70% | 0.2 | 0.27 | 0.27 | 0.27 | 0.27 | 0.27 | 0.27 | 0.27 | 0.27 | 0.27 | 0.27 | 0.27 | 0.27 | 0.27 | 0.27 | 0.27 | 0.27 | 0.27 | 0.27 | 0.27 | 0.27 | 0.27
CPLPL82067 | R | Commercial | Process Loads | Process Loads System Improvements | Interactive Process Loads System Improvements | ExComm | 10 | 70% | 0.13 | 0.2 | 0.2 | 0.2 | 0.2 | 0.2 | 0.2 | 0.2 | 0.2 | 0.2 | 0.2 | 0.2 | 0.2 | 0.2 | 0.2 | 0.2 | 0.2 | 0.2 | 0.2 | 0.2 | 0.2 | 0.2
CPLPL92067 | L | Commercial | Process Loads | Process Loads System Improvements | Interactive Process Loads System Improvements | NewCOMM | 10 | 70% | 0.2 | 0.27 | 0.27 | 0.27 | 0.27 | 0.27 | 0.27 | 0.27 | 0.27 | 0.27 | 0.27 | 0.27 | 0.27 | 0.27 | 0.27 | 0.27 | 0.27 | 0.27 | 0.27 | 0.27 | 0.27 | 0.27
CREHR82073 | R | Commercial | Refrigeration | Heat Recovery | Heat Recovery Improvements | ExComm | 10 | 70% | 0.13 | 0.2 | 0.2 | 0.2 | 0.2 | 0.2 | 0.2 | 0.2 | 0.2 | 0.2 | 0.2 | 0.2 | 0.2 | 0.2 | 0.2 | 0.2 | 0.2 | 0.2 | 0.2 | 0.2 | 0.2 | 0.2
CREHR92073 | L | Commercial | Refrigeration | Heat Recovery | Heat Recovery Improvements | NewCOMM | 10 | 70% | 0.2 | 0.27 | 0.27 | 0.27 | 0.27 | 0.27 | 0.27 | 0.27 | 0.27 | 0.27 | 0.27 | 0.27 | 0.27 | 0.27 | 0.27 | 0.27 | 0.27 | 0.27 | 0.27 | 0.27 | 0.27 | 0.27
CREPF82076 | R | Commercial | Refrigeration | Pumps and Fans | Condenser Fan System Improvements | WalkInFanControl | 10 | 70% | 0.13 | 0.2 | 0.2 | 0.2 | 0.2 | 0.2 | 0.2 | 0.2 | 0.2 | 0.2 | 0.2 | 0.2 | 0.2 | 0.2 | 0.2 | 0.2 | 0.2 | 0.2 | 0.2 | 0.2 | 0.2 | 0.2
CREPF82077 | R | Commercial | Refrigeration | Pumps and Fans | Evaporator Coil Fan System Improvements | WalkInFanControl | 10 | 70% | 0.13 | 0.2 | 0.2 | 0.2 | 0.2 | 0.2 | 0.2 | 0.2 | 0.2 | 0.2 | 0.2 | 0.2 | 0.2 | 0.2 | 0.2 | 0.2 | 0.2 | 0.2 | 0.2 | 0.2 | 0.2 | 0.2
CREPF82078 | R | Commercial | Refrigeration | Pumps and Fans | Evaporator Fan System Improvements | WalkInFanControl | 10 | 70% | 0.13 | 0.2 | 0.2 | 0.2 | 0.2 | 0.2 | 0.2 | 0.2 | 0.2 | 0.2 | 0.2 | 0.2 | 0.2 | 0.2 | 0.2 | 0.2 | 0.2 | 0.2 | 0.2 | 0.2 | 0.2 | 0.2
CREPF92076 | L | Commercial | Refrigeration | Pumps and Fans | Condenser Fan System Improvements | WalkInFanControl | 10 | 70% | 0.2 | 0.27 | 0.27 | 0.27 | 0.27 | 0.27 | 0.27 | 0.27 | 0.27 | 0.27 | 0.27 | 0.27 | 0.27 | 0.27 | 0.27 | 0.27 | 0.27 | 0.27 | 0.27 | 0.27 | 0.27 | 0.27
CREPF92077 | L | Commercial | Refrigeration | Pumps and Fans | Evaporator Coil Fan System Improvements | WalkInFanControl | 10 | 70% | 0.2 | 0.27 | 0.27 | 0.27 | 0.27 | 0.27 | 0.27 | 0.27 | 0.27 | 0.27 | 0.27 | 0.27 | 0.27 | 0.27 | 0.27 | 0.27 | 0.27 | 0.27 | 0.27 | 0.27 | 0.27 | 0.27
CREPF92078 | L | Commercial | Refrigeration | Pumps and Fans | Evaporator Fan System Improvements | WalkInFanControl | 10 | 70% | 0.2 | 0.27 | 0.27 | 0.27 | 0.27 | 0.27 | 0.27 | 0.27 | 0.27 | 0.27 | 0.27 | 0.27 | 0.27 | 0.27 | 0.27 | 0.27 | 0.27 | 0.27 | 0.27 | 0.27 | 0.27 | 0.27
CREPR82074 | R | Commercial | Refrigeration | Packaged Refrigeration | Packaged Refrigeration System Improvements | ExComm | 15 | 70% | 0.13 | 0.2 | 0.2 | 0.2 | 0.2 | 0.2 | 0.2 | 0.2 | 0.2 | 0.2 | 0.2 | 0.2 | 0.2 | 0.2 | 0.2 | 0.2 | 0.2 | 0.2 | 0.2 | 0.2 | 0.2 | 0.2
CREPR82075 | R | Commercial | Refrigeration | Packaged Refrigeration | Refrigerators | ExComm | 15 | 70% | 0.13 | 0.2 | 0.2 | 0.2 | 0.2 | 0.2 | 0.2 | 0.2 | 0.2 | 0.2 | 0.2 | 0.2 | 0.2 | 0.2 | 0.2 | 0.2 | 0.2 | 0.2 | 0.2 | 0.2 | 0.2 | 0.2
CREPR92074 | L | Commercial | Refrigeration | Packaged Refrigeration | Packaged Refrigeration System Improvements | NewCOMM | 15 | 70% | 0.2 | 0.27 | 0.27 | 0.27 | 0.27 | 0.27 | 0.27 | 0.27 | 0.27 | 0.27 | 0.27 | 0.27 | 0.27 | 0.27 | 0.27 | 0.27 | 0.27 | 0.27 | 0.27 | 0.27 | 0.27 | 0.27
CREPR92075 | L | Commercial | Refrigeration | Packaged Refrigeration | Refrigerators | NewCOMM | 15 | 70% | 0.2 | 0.27 | 0.27 | 0.27 | 0.27 | 0.27 | 0.27 | 0.27 | 0.27 | 0.27 | 0.27 | 0.27 | 0.27 | 0.27 | 0.27 | 0.27 | 0.27 | 0.27 | 0.27 | 0.27 | 0.27 | 0.27
CRERC82079 | R | Commercial | Refrigeration | Refrigeration System Controls | Defrost Control Improvements | ExComm | 5 | 70% | 0.13 | 0.2 | 0.2 | 0.2 | 0.2 | 0.2 | 0.2 | 0.2 | 0.2 | 0.2 | 0.2 | 0.2 | 0.2 | 0.2 | 0.2 | 0.2 | 0.2 | 0.2 | 0.2 | 0.2 | 0.2 | 0.2
CRERC82080 | R | Commercial | Refrigeration | Refrigeration System Controls | Refrigeration Control Improvements (non-VFD) | ExComm | 5 | 70% | 0.13 | 0.2 | 0.2 | 0.2 | 0.2 | 0.2 | 0.2 | 0.2 | 0.2 | 0.2 | 0.2 | 0.2 | 0.2 | 0.2 | 0.2 | 0.2 | 0.2 | 0.2 | 0.2 | 0.2 | 0.2 | 0.2
CRERC82081 | R | Commercial | Refrigeration | Refrigeration System Controls | Refrigeration Control Improvements (VFD) | ExComm | 5 | 70% | 0.13 | 0.2 | 0.2 | 0.2 | 0.2 | 0.2 | 0.2 | 0.2 | 0.2 | 0.2 | 0.2 | 0.2 | 0.2 | 0.2 | 0.2 | 0.2 | 0.2 | 0.2 | 0.2 | 0.2 | 0.2 | 0.2
CRERC92079 | L | Commercial | Refrigeration | Refrigeration System Controls | Defrost Control Improvements | NewCOMM | 5 | 70% | 0.2 | 0.27 | 0.27 | 0.27 | 0.27 | 0.27 | 0.27 | 0.27 | 0.27 | 0.27 | 0.27 | 0.27 | 0.27 | 0.27 | 0.27 | 0.27 | 0.27 | 0.27 | 0.27 | 0.27 | 0.27 | 0.27
CRERC92080 | L | Commercial | Refrigeration | Refrigeration System Controls | Refrigeration Control Improvements (non-VFD) | NewCOMM | 5 | 70% | 0.2 | 0.27 | 0.27 | 0.27 | 0.27 | 0.27 | 0.27 | 0.27 | 0.27 | 0.27 | 0.27 | 0.27 | 0.27 | 0.27 | 0.27 | 0.27 | 0.27 | 0.27 | 0.27 | 0.27 | 0.27 | 0.27
CRERC92081 | L | Commercial | Refrigeration | Refrigeration System Controls | Refrigeration Control Improvements (VFD) | NewCOMM | 5 | 70% | 0.2 | 0.27 | 0.27 | 0.27 | 0.27 | 0.27 | 0.27 | 0.27 | 0.27 | 0.27 | 0.27 | 0.27 | 0.27 | 0.27 | 0.27 | 0.27 | 0.27 | 0.27 | 0.27 | 0.27 | 0.27 | 0.27
CRERI82082 | R | Commercial | Refrigeration | Refrigeration System Improvements | Building Commissioning Improvements | ExComm | 15 | 70% | 0.13 | 0.2 | 0.2 | 0.2 | 0.2 | 0.2 | 0.2 | 0.2 | 0.2 | 0.2 | 0.2 | 0.2 | 0.2 | 0.2 | 0.2 | 0.2 | 0.2 | 0.2 | 0.2 | 0.2 | 0.2 | 0.2
CRERI82083 | R | Commercial | Refrigeration | Refrigeration System Improvements | Chiller Improvements | CommCOOL | 15 | 70% | 0.13 | 0.2 | 0.2 | 0.2 | 0.2 | 0.2 | 0.2 | 0.2 | 0.2 | 0.2 | 0.2 | 0.2 | 0.2 | 0.2 | 0.2 | 0.2 | 0.2 | 0.2 | 0.2 | 0.2 | 0.2 | 0.2
CRERI82084 | R | Commercial | Refrigeration | Refrigeration System Improvements | Compressors | ExComm | 10 | 70% | 0.13 | 0.2 | 0.2 | 0.2 | 0.2 | 0.2 | 0.2 | 0.2 | 0.2 | 0.2 | 0.2 | 0.2 | 0.2 | 0.2 | 0.2 | 0.2 | 0.2 | 0.2 | 0.2 | 0.2 | 0.2 | 0.2
CRERI82085 | R | Commercial | Refrigeration | Refrigeration System Improvements | Condensers | ExComm | 10 | 70% | 0.13 | 0.2 | 0.2 | 0.2 | 0.2 | 0.2 | 0.2 | 0.2 | 0.2 | 0.2 | 0.2 | 0.2 | 0.2 | 0.2 | 0.2 | 0.2 | 0.2 | 0.2 | 0.2 | 0.2 | 0.2 | 0.2
CRERI82086 | R | Commercial | Refrigeration | Refrigeration System Improvements | Insulation | ExComm | 15 | 70% | 0.13 | 0.2 | 0.2 | 0.2 | 0.2 | 0.2 | 0.2 | 0.2 | 0.2 | 0.2 | 0.2 | 0.2 | 0.2 | 0.2 | 0.2 | 0.2 | 0.2 | 0.2 | 0.2 | 0.2 | 0.2 | 0.2
CRERI82087 | R | Commercial | Refrigeration | Refrigeration System Improvements | Interactive Refrigeration System Improvements | ExComm | 10 | 70% | 0.13 | 0.2 | 0.2 | 0.2 | 0.2 | 0.2 | 0.2 | 0.2 | 0.2 | 0.2 | 0.2 | 0.2 | 0.2 | 0.2 | 0.2 | 0.2 | 0.2 | 0.2 | 0.2 | 0.2 | 0.2 | 0.2
CRERI82088 | R | Commercial | Refrigeration | Refrigeration System Improvements | Motion Sensors | ExComm | 5 | 70% | 0.13 | 0.2 | 0.2 | 0.2 | 0.2 | 0.2 | 0.2 | 0.2 | 0.2 | 0.2 | 0.2 | 0.2 | 0.2 | 0.2 | 0.2 | 0.2 | 0.2 | 0.2 | 0.2 | 0.2 | 0.2 | 0.2
CRERI92082 | L | Commercial | Refrigeration | Refrigeration System Improvements | Building Commissioning Improvements | NewCOMM | 15 | 70% | 0.2 | 0.27 | 0.27 | 0.27 | 0.27 | 0.27 | 0.27 | 0.27 | 0.27 | 0.27 | 0.27 | 0.27 | 0.27 | 0.27 | 0.27 | 0.27 | 0.27 | 0.27 | 0.27 | 0.27 | 0.27 | 0.27
CRERI92083 | L | Commercial | Refrigeration | Refrigeration System Improvements | Chiller Improvements | CommCOOL | 15 | 70% | 0.2 | 0.27 | 0.27 | 0.27 | 0.27 | 0.27 | 0.27 | 0.27 | 0.27 | 0.27 | 0.27 | 0.27 | 0.27 | 0.27 | 0.27 | 0.27 | 0.27 | 0.27 | 0.27 | 0.27 | 0.27 | 0.27
CRERI92084 | L | Commercial | Refrigeration | Refrigeration System Improvements | Compressors | NewCOMM | 10 | 70% | 0.2 | 0.27 | 0.27 | 0.27 | 0.27 | 0.27 | 0.27 | 0.27 | 0.27 | 0.27 | 0.27 | 0.27 | 0.27 | 0.27 | 0.27 | 0.27 | 0.27 | 0.27 | 0.27 | 0.27 | 0.27 | 0.27
CRERI92085 | L | Commercial | Refrigeration | Refrigeration System Improvements | Condensers | NewCOMM | 10 | 70% | 0.2 | 0.27 | 0.27 | 0.27 | 0.27 | 0.27 | 0.27 | 0.27 | 0.27 | 0.27 | 0.27 | 0.27 | 0.27 | 0.27 | 0.27 | 0.27 | 0.27 | 0.27 | 0.27 | 0.27 | 0.27 | 0.27
CRERI92086 | L | Commercial | Refrigeration | Refrigeration System Improvements | Insulation | NewCOMM | 15 | 70% | 0.2 | 0.27 | 0.27 | 0.27 | 0.27 | 0.27 | 0.27 | 0.27 | 0.27 | 0.27 | 0.27 | 0.27 | 0.27 | 0.27 | 0.27 | 0.27 | 0.27 | 0.27 | 0.27 | 0.27 | 0.27 | 0.27
CRERI92087 | L | Commercial | Refrigeration | Refrigeration System Improvements | Interactive Refrigeration System Improvements | NewCOMM | 10 | 70% | 0.2 | 0.27 | 0.27 | 0.27 | 0.27 | 0.27 | 0.27 | 0.27 | 0.27 | 0.27 | 0.27 | 0.27 | 0.27 | 0.27 | 0.27 | 0.27 | 0.27 | 0.27 | 0.27 | 0.27 | 0.27 | 0.27
CRERI92088 | L | Commercial | Refrigeration | Refrigeration System Improvements | Motion Sensors | NewCOMM | 5 | 70% | 0.2 | 0.27 | 0.27 | 0.27 | 0.27 | 0.27 | 0.27 | 0.27 | 0.27 | 0.27 | 0.27 | 0.27 | 0.27 | 0.27 | 0.27 | 0.27 | 0.27 | 0.27 | 0.27 | 0.27 | 0.27 | 0.27
CWBWB82097 | R | Commercial | Whole Bldg/Meter Level | Whole Bldg/Meter Level System Improvements | Interactive Whole Bldg/Meter Level System Improvements | CommSector | 10 | 70% | 0.13 | 0.2 | 0.2 | 0.2 | 0.2 | 0.2 | 0.2 | 0.2 | 0.2 | 0.2 | 0.2 | 0.2 | 0.2 | 0.2 | 0.2 | 0.2 | 0.2 | 0.2 | 0.2 | 0.2 | 0.2 | 0.2
CWBWB82101 | R | Commercial | Whole Bldg/Meter Level | Whole Bldg/Meter Level System Improvements | Energy Management Systems/System Controls | CommSector | 1 | 70% | NA | NA | NA | NA | NA | NA | NA | 0.025 | 0.025 | 0.025 | 0.025 | 0.025 | 0.025 | 0.025 | 0.025 | 0.025 | 0.025 | 0.025 | 0.025 | 0.03 | 0.03 | 0.025
CWBWB82128 | R | Commercial | Whole Bldg/Meter Level | Whole Bldg/Meter Level System Improvements | Interactive Whole Bldg/Meter Level System Improvements | CommSector | 3 | 70% | NA | NA | NA | NA | NA | NA | NA | NA | NA | NA | NA | NA | NA | NA | NA | NA | NA | 0.05 | 0.05 | 0.05 | 0.05 | 0.05
CWBWB92097 | L | Commercial | Whole Bldg/Meter Level | Whole Bldg/Meter Level System Improvements | Interactive Whole Bldg/Meter Level System Improvements | CommSector | 10 | 70% | 0.2 | 0.27 | 0.27 | 0.27 | 0.27 | 0.27 | 0.27 | 0.27 | 0.27 | 0.27 | 0.27 | 0.27 | 0.27 | 0.27 | 0.27 | 0.27 | 0.27 | 0.27 | 0.27 | 0.27 | 0.27 | 0.27
CWBWB92101 | L | Commercial | Whole Bldg/Meter Level | Whole Bldg/Meter Level System Improvements | Energy Management Systems/System Controls | CommSector | 1 | 70% | NA | NA | NA | NA | NA | NA | NA | 0.025 | 0.025 | 0.025 | 0.025 | 0.025 | 0.025 | 0.025 | 0.025 | 0.025 | 0.025 | 0.025 | 0.025 | 0.03 | 0.03 | 0.025
CWHHR82089 | R | Commercial | Water Heating | Heat Recovery | Heat Recovery Improvements | ExComm | 10 | 70% | 0.13 | 0.2 | 0.2 | 0.2 | 0.2 | 0.2 | 0.2 | 0.2 | 0.2 | 0.2 | 0.2 | 0.2 | 0.2 | 0.2 | 0.2 | 0.2 | 0.2 | 0.2 | 0.2 | 0.2 | 0.2 | 0.2
CWHHR92089 | L | Commercial | Water Heating | Heat Recovery | Heat Recovery Improvements | NewCOMM | 10 | 70% | 0.2 | 0.27 | 0.27 | 0.27 | 0.27 | 0.27 | 0.27 | 0.27 | 0.27 | 0.27 | 0.27 | 0.27 | 0.27 | 0.27 | 0.27 | 0.27 | 0.27 | 0.27 | 0.27 | 0.27 | 0.27 | 0.27
CWHPS82090 | R | Commercial | Water Heating | Pool System Improvements | Pool Blankets | ExComm | 10 | 70% | 0.13 | 0.2 | 0.2 | 0.2 | 0.2 | 0.2 | 0.2 | 0.2 | 0.2 | 0.2 | 0.2 | 0.2 | 0.2 | 0.2 | 0.2 | 0.2 | 0.2 | 0.2 | 0.2 | 0.2 | 0.2 | 0.2
CWHPS82091 | R | Commercial | Water Heating | Pool System Improvements | Pool System Improvements | ExComm | 10 | 70% | 0.13 | 0.2 | 0.2 | 0.2 | 0.2 | 0.2 | 0.2 | 0.2 | 0.2 | 0.2 | 0.2 | 0.2 | 0.2 | 0.2 | 0.2 | 0.2 | 0.2 | 0.2 | 0.2 | 0.2 | 0.2 | 0.2
CWHPS92090 | L | Commercial | Water Heating | Pool System Improvements | Pool Blankets | NewCOMM | 10 | 70% | 0.2 | 0.27 | 0.27 | 0.27 | 0.27 | 0.27 | 0.27 | 0.27 | 0.27 | 0.27 | 0.27 | 0.27 | 0.27 | 0.27 | 0.27 | 0.27 | 0.27 | 0.27 | 0.27 | 0.27 | 0.27 | 0.27
CWHPS92091 | L | Commercial | Water Heating | Pool System Improvements | Pool System Improvements | NewCOMM | 10 | 70% | 0.2 | 0.27 | 0.27 | 0.27 | 0.27 | 0.27 | 0.27 | 0.27 | 0.27 | 0.27 | 0.27 | 0.27 | 0.27 | 0.27 | 0.27 | 0.27 | 0.27 | 0.27 | 0.27 | 0.27 | 0.27 | 0.27
CWHSE82092 | R | Commercial | Water Heating | System Efficiency Improvements | Insulation | ExComm | 15 | 70% | 0.13 | 0.2 | 0.2 | 0.2 | 0.2 | 0.2 | 0.2 | 0.2 | 0.2 | 0.2 | 0.2 | 0.2 | 0.2 | 0.2 | 0.2 | 0.2 | 0.2 | 0.2 | 0.2 | 0.2 | 0.2 | 0.2
CWHSE92092 | L | Commercial | Water Heating | System Efficiency Improvements | Insulation | NewCOMM | 15 | 70% | 0.2 | 0.27 | 0.27 | 0.27 | 0.27 | 0.27 | 0.27 | 0.27 | 0.27 | 0.27 | 0.27 | 0.27 | 0.27 | 0.27 | 0.27 | 0.27 | 0.27 | 0.27 | 0.27 | 0.27 | 0.27 | 0.27
CWHWC82094 | R | Commercial | Water Heating | Water Heating Controls | Energy Management Systems/System Controls | ExComm | 10 | 70% | 0.13 | 0.2 | 0.2 | 0.2 | 0.2 | 0.2 | 0.2 | 0.2 | 0.2 | 0.2 | 0.2 | 0.2 | 0.2 | 0.2 | 0.2 | 0.2 | 0.2 | 0.2 | 0.2 | 0.2 | 0.2 | 0.2
CWHWC82095 | R | Commercial | Water Heating | Water Heating Controls | Water Heating Control Improvements (non-VFD) | ExComm | 10 | 70% | 0.13 | 0.2 | 0.2 | 0.2 | 0.2 | 0.2 | 0.2 | 0.2 | 0.2 | 0.2 | 0.2 | 0.2 | 0.2 | 0.2 | 0.2 | 0.2 | 0.2 | 0.2 | 0.2 | 0.2 | 0.2 | 0.2
CWHWC82096 | R | Commercial | Water Heating | Water Heating Controls | Water Heating Control Improvements (VFD) | ExComm | 10 | 70% | 0.13 | 0.2 | 0.2 | 0.2 | 0.2 | 0.2 | 0.2 | 0.2 | 0.2 | 0.2 | 0.2 | 0.2 | 0.2 | 0.2 | 0.2 | 0.2 | 0.2 | 0.2 | 0.2 | 0.2 | 0.2 | 0.2
CWHWC92094 | L | Commercial | Water Heating | Water Heating Controls | Energy Management Systems/System Controls | NewCOMM | 10 | 70% | 0.2 | 0.27 | 0.27 | 0.27 | 0.27 | 0.27 | 0.27 | 0.27 | 0.27 | 0.27 | 0.27 | 0.27 | 0.27 | 0.27 | 0.27 | 0.27 | 0.27 | 0.27 | 0.27 | 0.27 | 0.27 | 0.27
CWHWC92095 | L | Commercial | Water Heating | Water Heating Controls | Water Heating Control Improvements (non-VFD) | NewCOMM | 10 | 70% | 0.2 | 0.27 | 0.27 | 0.27 | 0.27 | 0.27 | 0.27 | 0.27 | 0.27 | 0.27 | 0.27 | 0.27 | 0.27 | 0.27 | 0.27 | 0.27 | 0.27 | 0.27 | 0.27 | 0.27 | 0.27 | 0.27
CWHWC92096 | L | Commercial | Water Heating | Water Heating Controls | Water Heating Control Improvements (VFD) | NewCOMM | 10 | 70% | 0.2 | 0.27 | 0.27 | 0.27 | 0.27 | 0.27 | 0.27 | 0.27 | 0.27 | 0.27 | 0.27 | 0.27 | 0.27 | 0.27 | 0.27 | 0.27 | 0.27 | 0.27 | 0.27 | 0.27 | 0.27 | 0.27
CWHWH82093 | R | Commercial | Water Heating | Water Heaters | Water Heaters | ExComm | 10 | 70% | 0.13 | 0.2 | 0.2 | 0.2 | 0.2 | 0.2 | 0.2 | 0.2 | 0.2 | 0.2 | 0.2 | 0.2 | 0.2 | 0.2 | 0.2 | 0.2 | 0.2 | 0.2 | 0.2 | 0.2 | 0.2 | 0.2
CWHWH92093 | L | Commercial | Water Heating | Water Heaters | Water Heaters | NewCOMM | 10 | 70% | 0.2 | 0.27 | 0.27 | 0.27 | 0.27 | 0.27 | 0.27 | 0.27 | 0.27 | 0.27 | 0.27 | 0.27 | 0.27 | 0.27 | 0.27 | 0.27 | 0.27 | 0.27 | 0.27 | 0.27 | 0.27 | 0.27
ICACC83001 | R | Industrial | Compressed Air | Compressed Air System Controls | Compressed Air Control Improvements (non-VFD) | IndOther | 10 | 70% | 0.12 | 0.17 | 0.17 | 0.25 | 0.25 | 0.25 | 0.25 | 0.25 | 0.25 | 0.25 | 0.25 | 0.25 | 0.25 | 0.25 | 0.25 | 0.25 | 0.25 | 0.25 | 0.25 | 0.25 | 0.25 | 0.25
ICACC83002 | R | Industrial | Compressed Air | Compressed Air System Controls | Compressed Air Control Improvements (VFD) | IndOther | 10 | 70% | 0.12 | 0.17 | 0.17 | 0.25 | 0.25 | 0.25 | 0.25 | 0.25 | 0.25 | 0.25 | 0.25 | 0.25 | 0.25 | 0.25 | 0.25 | 0.25 | 0.25 | 0.25 | 0.25 | 0.25 | 0.25 | 0.25
ICACC93001 | L | Industrial | Compressed Air | Compressed Air System Controls | Compressed Air Control Improvements (non-VFD) | IndOther | 10 | 70% | 0.12 | 0.27 | 0.27 | 0.27 | 0.25 | 0.25 | 0.25 | 0.25 | 0.25 | 0.25 | 0.25 | 0.25 | 0.25 | 0.25 | 0.25 | 0.25 | 0.25 | 0.25 | 0.25 | 0.25 | 0.25 | 0.25
ICACC93002 | L | Industrial | Compressed Air | Compressed Air System Controls | Compressed Air Control Improvements (VFD) | IndOther | 10 | 70% | 0.12 | 0.27 | 0.27 | 0.27 | 0.25 | 0.25 | 0.25 | 0.25 | 0.25 | 0.25 | 0.25 | 0.25 | 0.25 | 0.25 | 0.25 | 0.25 | 0.25 | 0.25 | 0.25 | 0.25 | 0.25 | 0.25
ICACI83003 | R | Industrial | Compressed Air | Compressed Air System Improvements | Compressed Air System Compressor Improvements (non-VFD) | IndOther | 10 | 70% | 0.12 | 0.17 | 0.17 | 0.25 | 0.25 | 0.25 | 0.25 | 0.25 | 0.25 | 0.25 | 0.25 | 0.25 | 0.25 | 0.25 | 0.25 | 0.25 | 0.25 | 0.25 | 0.25 | 0.25 | 0.25 | 0.25
ICACI83004 | R | Industrial | Compressed Air | Compressed Air System Improvements | Compressed Air System Compressor Improvements (VFD) | IndOther | 10 | 70% | 0.12 | 0.17 | 0.17 | 0.25 | 0.25 | 0.25 | 0.25 | 0.25 | 0.25 | 0.25 | 0.25 | 0.25 | 0.25 | 0.25 | 0.25 | 0.25 | 0.25 | 0.25 | 0.25 | 0.25 | 0.25 | 0.25
ICACI83005 | R | Industrial | Compressed Air | Compressed Air System Improvements | Compressed Air System Demand Side Improvements | IndOther | 10 | 70% | 0.12 | 0.17 | 0.17 | 0.25 | 0.25 | 0.25 | 0.25 | 0.25 | 0.25 | 0.25 | 0.25 | 0.25 | 0.25 | 0.25 | 0.25 | 0.25 | 0.25 | 0.25 | 0.25 | 0.25 | 0.25 | 0.25
ICACI83006 | R | Industrial | Compressed Air | Compressed Air System Improvements | Compressed Air System Dryer Improvements | IndOther | 10 | 70% | 0.12 | 0.17 | 0.17 | 0.25 | 0.25 | 0.25 | 0.25 | 0.25 | 0.25 | 0.25 | 0.25 | 0.25 | 0.25 | 0.25 | 0.25 | 0.25 | 0.25 | 0.25 | 0.25 | 0.25 | 0.25 | 0.25
ICACI83007 | R | Industrial | Compressed Air | Compressed Air System Improvements | Compressed Air System Regulation Improvements | IndOther | 10 | 70% | 0.12 | 0.17 | 0.17 | 0.25 | 0.25 | 0.25 | 0.25 | 0.25 | 0.25 | 0.25 | 0.25 | 0.25 | 0.25 | 0.25 | 0.25 | 0.25 | 0.25 | 0.25 | 0.25 | 0.25 | 0.25 | 0.25
ICACI83008 | R | Industrial | Compressed Air | Compressed Air System Improvements | Compressed Air System Storage Improvements | IndOther | 10 | 70% | 0.12 | 0.17 | 0.17 | 0.25 | 0.25 | 0.25 | 0.25 | 0.25 | 0.25 | 0.25 | 0.25 | 0.25 | 0.25 | 0.25 | 0.25 | 0.25 | 0.25 | 0.25 | 0.25 | 0.25 | 0.25 | 0.25
ICACI83009 | R | Industrial | Compressed Air | Compressed Air System Improvements | Compressed Air System Supply Side Improvements | IndOther | 10 | 70% | 0.12 | 0.17 | 0.17 | 0.25 | 0.25 | 0.25 | 0.25 | 0.25 | 0.25 | 0.25 | 0.25 | 0.25 | 0.25 | 0.25 | 0.25 | 0.25 | 0.25 | 0.25 | 0.25 | 0.25 | 0.25 | 0.25
ICACI83010 | R | Industrial | Compressed Air | Compressed Air System Improvements | Compressors | IndOther | 10 | 70% | 0.12 | 0.17 | 0.17 | 0.25 | 0.25 | 0.25 | 0.25 | 0.25 | 0.25 | 0.25 | 0.25 | 0.25 | 0.25 | 0.25 | 0.25 | 0.25 | 0.25 | 0.25 | 0.25 | 0.25 | 0.25 | 0.25
ICACI83093 | R | Industrial | Compressed Air | Compressed Air System Improvements | Interactive Compressed Air System Supply/Demand Improvements | IndOther | 10 | 70% | 0.12 | 0.17 | 0.17 | 0.25 | 0.25 | 0.25 | 0.25 | 0.25 | 0.25 | 0.25 | 0.25 | 0.25 | 0.25 | 0.25 | 0.25 | 0.25 | 0.25 | 0.25 | 0.25 | 0.25 | 0.25 | 0.25
ICACI93003 | L | Industrial | Compressed Air | Compressed Air System Improvements | Compressed Air System Compressor Improvements (non-VFD) | IndOther | 10 | 70% | 0.12 | 0.27 | 0.27 | 0.27 | 0.25 | 0.25 | 0.25 | 0.25 | 0.25 | 0.25 | 0.25 | 0.25 | 0.25 | 0.25 | 0.25 | 0.25 | 0.25 | 0.25 | 0.25 | 0.25 | 0.25 | 0.25
ICACI93004 | L | Industrial | Compressed Air | Compressed Air System Improvements | Compressed Air System Compressor Improvements (VFD) | IndOther | 10 | 70% | 0.12 | 0.27 | 0.27 | 0.27 | 0.25 | 0.25 | 0.25 | 0.25 | 0.25 | 0.25 | 0.25 | 0.25 | 0.25 | 0.25 | 0.25 | 0.25 | 0.25 | 0.25 | 0.25 | 0.25 | 0.25 | 0.25
ICACI93005 | L | Industrial | Compressed Air | Compressed Air System Improvements | Compressed Air System Demand Side Improvements | IndOther | 10 | 70% | 0.12 | 0.27 | 0.27 | 0.27 | 0.25 | 0.25 | 0.25 | 0.25 | 0.25 | 0.25 | 0.25 | 0.25 | 0.25 | 0.25 | 0.25 | 0.25 | 0.25 | 0.25 | 0.25 | 0.25 | 0.25 | 0.25
ICACI93006 | L | Industrial | Compressed Air | Compressed Air System Improvements | Compressed Air System Dryer Improvements | IndOther | 10 | 70% | 0.12 | 0.27 | 0.27 | 0.27 | 0.25 | 0.25 | 0.25 | 0.25 | 0.25 | 0.25 | 0.25 | 0.25 | 0.25 | 0.25 | 0.25 | 0.25 | 0.25 | 0.25 | 0.25 | 0.25 | 0.25 | 0.25
ICACI93007 | L | Industrial | Compressed Air | Compressed Air System Improvements | Compressed Air System Regulation Improvements | IndOther | 10 | 70% | 0.12 | 0.27 | 0.27 | 0.27 | 0.25 | 0.25 | 0.25 | 0.25 | 0.25 | 0.25 | 0.25 | 0.25 | 0.25 | 0.25 | 0.25 | 0.25 | 0.25 | 0.25 | 0.25 | 0.25 | 0.25 | 0.25
ICACI93008 | L | Industrial | Compressed Air | Compressed Air System Improvements | Compressed Air System Storage Improvements | IndOther | 10 | 70% | 0.12 | 0.27 | 0.27 | 0.27 | 0.25 | 0.25 | 0.25 | 0.25 | 0.25 | 0.25 | 0.25 | 0.25 | 0.25 | 0.25 | 0.25 | 0.25 | 0.25 | 0.25 | 0.25 | 0.25 | 0.25 | 0.25
ICACI93009 | L | Industrial | Compressed Air | Compressed Air System Improvements | Compressed Air System Supply Side Improvements | IndOther | 10 | 70% | 0.12 | 0.27 | 0.27 | 0.27 | 0.25 | 0.25 | 0.25 | 0.25 | 0.25 | 0.25 | 0.25 | 0.25 | 0.25 | 0.25 | 0.25 | 0.25 | 0.25 | 0.25 | 0.25 | 0.25 | 0.25 | 0.25
ICACI93010 | L | Industrial | Compressed Air | Compressed Air System Improvements | Compressors | IndOther | 10 | 70% | 0.12 | 0.27 | 0.27 | 0.27 | 0.25 | 0.25 | 0.25 | 0.25 | 0.25 | 0.25 | 0.25 | 0.25 | 0.25 | 0.25 | 0.25 | 0.25 | 0.25 | 0.25 | 0.25 | 0.25 | 0.25 | 0.25
ICACI93093 | L | Industrial | Compressed Air | Compressed Air System Improvements | Interactive Compressed Air System Supply/Demand Improvements | IndOther | 10 | 70% | 0.12 | 0.27 | 0.27 | 0.27 | 0.25 | 0.25 | 0.25 | 0.25 | 0.25 | 0.25 | 0.25 | 0.25 | 0.25 | 0.25 | 0.25 | 0.25 | 0.25 | 0.25 | 0.25 | 0.25 | 0.25 | 0.25
ICAHR83011 | R | Industrial | Compressed Air | Heat Recovery | Heat Recovery Improvements | IndOther | 10 | 70% | 0.12 | 0.17 | 0.17 | 0.25 | 0.25 | 0.25 | 0.25 | 0.25 | 0.25 | 0.25 | 0.25 | 0.25 | 0.25 | 0.25 | 0.25 | 0.25 | 0.25 | 0.25 | 0.25 | 0.25 | 0.25 | 0.25
ICAHR93011 | L | Industrial | Compressed Air | Heat Recovery | Heat Recovery Improvements | IndOther | 10 | 70% | 0.12 | 0.27 | 0.27 | 0.27 | 0.25 | 0.25 | 0.25 | 0.25 | 0.25 | 0.25 | 0.25 | 0.25 | 0.25 | 0.25 | 0.25 | 0.25 | 0.25 | 0.25 | 0.25 | 0.25 | 0.25 | 0.25
IELCT83114 | R | Industrial | Electronics | Computer Technologies | Uninterruptible Power Supply (UPS) ≥10 KVA | SysLoad | 12 | 70% | 0.2 | 0.27 | 0.27 | 0.27 | 0.27 | 0.27 | 0.25 | 0.25 | 0.25 | 0.25 | 0.25 | 0.25 | 0.25 | 0.25 | 0.25 | 0.25 | 0.25 | 0.25 | 0.25 | 0.25 | 0.25 | 0.25
IELCT83115 | R | Industrial | Electronics | Computer Technologies | Uninterruptible Power Supply (UPS) <10 KVA | SysLoad | 5 | 70% | 0.13 | 0.2 | 0.2 | 0.2 | 0.2 | 0.2 | 0.25 | 0.25 | 0.25 | 0.25 | 0.25 | 0.25 | 0.25 | 0.25 | 0.25 | 0.25 | 0.25 | 0.25 | 0.25 | 0.25 | 0.25 | 0.25
IELCT93114 | L | Industrial | Electronics | Computer Technologies | Uninterruptible Power Supply (UPS) ≥10 KVA | SysLoad | 12 | 70% | 0.2 | 0.27 | 0.27 | 0.27 | 0.27 | 0.27 | 0.27 | 0.25 | 0.25 | 0.25 | 0.25 | 0.25 | 0.25 | 0.25 | 0.25 | 0.25 | 0.25 | 0.25 | 0.25 | 0.25 | 0.25 | 0.25
IELCT93115 | L | Industrial | Electronics | Computer Technologies | Uninterruptible Power Supply (UPS) <10 KVA | SysLoad | 5 | 70% | 0.13 | 0.2 | 0.2 | 0.2 | 0.2 | 0.2 | 0.2 | 0.25 | 0.25 | 0.25 | 0.25 | 0.25 | 0.25 | 0.25 | 0.25 | 0.25 | 0.25 | 0.25 | 0.25 | 0.25 | 0.25 | 0.25
IFDCA83012 | R | Industrial | Facility Distribution System | Capacitors | Fixed and Switched Shunt Capacitor | IndOther | 30 | 70% | 0.12 | 0.17 | 0.17 | 0.25 | 0.25 | 0.25 | 0.25 | 0.35 | 0.35 | 0.35 | 0.35 | 0.35 | 0.35 | 0.35 | 0.35 | 0.35 | 0.35 | 0.35 | 0.35 | 0.35 | 0.35 | 0.35
IFDCA93012 | L | Industrial | Facility Distribution System | Capacitors | Fixed and Switched Shunt Capacitor | IndOther | 30 | 70% | 0.12 | 0.27 | 0.27 | 0.27 | 0.25 | 0.25 | 0.25 | 0.35 | 0.35 | 0.35 | 0.35 | 0.35 | 0.35 | 0.35 | 0.35 | 0.35 | 0.35 | 0.35 | 0.35 | 0.35 | 0.35 | 0.35
IFDCN83013 | R | Industrial | Facility Distribution System | Conductors | Service Conductor Replacement | IndOther | 35 | 70% | 0.12 | 0.17 | 0.17 | 0.25 | 0.25 | 0.25 | 0.25 | 0.35 | 0.35 | 0.35 | 0.35 | 0.35 | 0.35 | 0.35 | 0.35 | 0.35 | 0.35 | 0.35 | 0.35 | 0.35 | 0.35 | 0.35
IFDCN93013 | L | Industrial | Facility Distribution System | Conductors | Service Conductor Replacement | IndOther | 35 | 70% | 0.12 | 0.27 | 0.27 | 0.27 | 0.25 | 0.25 | 0.25 | 0.35 | 0.35 | 0.35 | 0.35 | 0.35 | 0.35 | 0.35 | 0.35 | 0.35 | 0.35 | 0.35 | 0.35 | 0.35 | 0.35 | 0.35
IFDPO83014 | R | Industrial | Facility Distribution System | Power Factor Improvements | VAR Management/Controls | IndOther | 5 | 70% | 0.12 | 0.17 | 0.17 | 0.25 | 0.25 | 0.25 | 0.25 | 0.25 | 0.25 | 0.25 | 0.25 | 0.25 | 0.25 | 0.25 | 0.25 | 0.25 | 0.25 | 0.25 | 0.25 | 0.25 | 0.25 | 0.25
IFDPO93014 | L | Industrial | Facility Distribution System | Power Factor Improvements | VAR Management/Controls | IndOther | 5 | 70% | 0.12 | 0.27 | 0.27 | 0.27 | 0.25 | 0.25 | 0.25 | 0.25 | 0.25 | 0.25 | 0.25 | 0.25 | 0.25 | 0.25 | 0.25 | 0.25 | 0.25 | 0.25 | 0.25 | 0.25 | 0.25 | 0.25
IFDTR83015 | R | Industrial | Facility Distribution System | Transformers | De-Energization | CommHEAT | 1 | 70% | 0.12 | 0.17 | 0.17 | 0.25 | 0.25 | 0.25 | 0.025 | 0.025 | 0.025 | 0.025 | 0.025 | 0.025 | 0.025 | 0.025 | 0.025 | 0.025 | 0.025 | 0.025 | 0.025 | 0.03 | 0.03 | 0.025
IFDTR83016 | R | Industrial | Facility Distribution System | Transformers | Transformers (NEMA TP-1 or Higher) | IndOther | 30 | 70% | 0.12 | 0.17 | 0.17 | 0.25 | 0.25 | 0.25 | 0.25 | 0.35 | 0.35 | 0.35 | 0.35 | 0.35 | 0.35 | 0.35 | 0.35 | 0.35 | 0.35 | 0.35 | 0.35 | 0.35 | 0.35 | 0.35
IFDTR93015 | L | Industrial | Facility Distribution System | Transformers | De-Energization | CommHEAT | 1 | 70% | 0.12 | 0.27 | 0.27 | 0.27 | 0.25 | 0.25 | 0.025 | 0.025 | 0.025 | 0.025 | 0.025 | 0.025 | 0.025 | 0.025 | 0.025 | 0.025 | 0.025 | 0.025 | 0.025 | 0.03 | 0.03 | 0.025
IFDTR93016 | L | Industrial | Facility Distribution System | Transformers | Transformers (NEMA TP-1 or Higher) | IndOther | 30 | 70% | 0.12 | 0.27 | 0.27 | 0.27 | 0.25 | 0.25 | 0.25 | 0.35 | 0.35 | 0.35 | 0.35 | 0.35 | 0.35 | 0.35 | 0.35 | 0.35 | 0.35 | 0.35 | 0.35 | 0.35 | 0.35 | 0.35
IFDVM83017 | R | Industrial | Facility Distribution System | Voltage Management | Conservation Voltage Reduction (CVR) | IndOther | 10 | 70% | 0.12 | 0.17 | 0.17 | 0.25 | 0.25 | 0.25 | 0.25 | 0.25 | 0.25 | 0.25 | 0.25 | 0.25 | 0.25 | 0.25 | 0.25 | 0.25 | 0.25 | 0.25 | 0.25 | 0.25 | 0.25 | 0.25
IFDVM93017 | L | Industrial | Facility Distribution System | Voltage Management | Conservation Voltage Reduction (CVR) | IndOther | 10 | 70% | 0.12 | 0.27 | 0.27 | 0.27 | 0.25 | 0.25 | 0.25 | 0.25 | 0.25 | 0.25 | 0.25 | 0.25 | 0.25 | 0.25 | 0.25 | 0.25 | 0.25 | 0.25 | 0.25 | 0.25 | 0.25 | 0.25
IHVEN83018 | R | Industrial | HVAC | Envelope | Air Sealing | IndOther | 30 | 70% | 0.12 | 0.17 | 0.17 | 0.25 | 0.25 | 0.25 | 0.25 | 0.35 | 0.35 | 0.35 | 0.35 | 0.35 | 0.35 | 0.35 | 0.35 | 0.35 | 0.35 | 0.35 | 0.35 | 0.35 | 0.35 | 0.35
IHVEN83019 | R | Industrial | HVAC | Envelope | Insulation | IndOther | 15 | 70% | 0.12 | 0.17 | 0.17 | 0.25 | 0.25 | 0.25 | 0.25 | 0.25 | 0.25 | 0.25 | 0.25 | 0.25 | 0.25 | 0.25 | 0.25 | 0.25 | 0.25 | 0.25 | 0.25 | 0.25 | 0.25 | 0.25
IHVEN83020 | R | Industrial | HVAC | Envelope | Windows | IndOther | 30 | 70% | 0.12 | 0.17 | 0.17 | 0.25 | 0.25 | 0.25 | 0.25 | 0.35 | 0.35 | 0.35 | 0.35 | 0.35 | 0.35 | 0.35 | 0.35 | 0.35 | 0.35 | 0.35 | 0.35 | 0.35 | 0.35 | 0.35
IHVEN93018 | L | Industrial | HVAC | Envelope | Air Sealing | IndOther | 30 | 70% | 0.12 | 0.27 | 0.27 | 0.27 | 0.25 | 0.25 | 0.25 | 0.35 | 0.35 | 0.35 | 0.35 | 0.35 | 0.35 | 0.35 | 0.35 | 0.35 | 0.35 | 0.35 | 0.35 | 0.35 | 0.35 | 0.35
IHVEN93019 | L | Industrial | HVAC | Envelope | Insulation | IndOther | 15 | 70% | 0.12 | 0.27 | 0.27 | 0.27 | 0.25 | 0.25 | 0.25 | 0.25 | 0.25 | 0.25 | 0.25 | 0.25 | 0.25 | 0.25 | 0.25 | 0.25 | 0.25 | 0.25 | 0.25 | 0.25 | 0.25 | 0.25
IHVEN93020 | L | Industrial | HVAC | Envelope | Windows | IndOther | 30 | 70% | 0.12 | 0.27 | 0.27 | 0.27 | 0.25 | 0.25 | 0.25 | 0.35 | 0.35 | 0.35 | 0.35 | 0.35 | 0.35 | 0.35 | 0.35 | 0.35 | 0.35 | 0.35 | 0.35 | 0.35 | 0.35 | 0.35
IHVHC83023 | R | Industrial | HVAC | HVAC System Controls | Energy Management Systems/System Controls | IndOther | 10 | 70% | 0.12 | 0.17 | 0.17 | 0.25 | 0.25 | 0.25 | 0.25 | 0.25 | 0.25 | 0.25 | 0.25 | 0.25 | 0.25 | 0.25 | 0.25 | 0.25 | 0.25 | 0.25 | 0.25 | 0.25 | 0.25 | 0.25
IHVHC83024 | R | Industrial | HVAC | HVAC System Controls | HVAC Control Improvements (non-VFD) | IndOther | 5 | 70% | 0.12 | 0.17 | 0.17 | 0.25 | 0.25 | 0.25 | 0.25 | 0.25 | 0.25 | 0.25 | 0.25 | 0.25 | 0.25 | 0.25 | 0.25 | 0.25 | 0.25 | 0.25 | 0.25 | 0.25 | 0.25 | 0.25
IHVHC83025 | R | Industrial | HVAC | HVAC System Controls | HVAC Control Improvements (VFD) | IndOther | 5 | 70% | 0.12 | 0.17 | 0.17 | 0.25 | 0.25 | 0.25 | 0.25 | 0.25 | 0.25 | 0.25 | 0.25 | 0.25 | 0.25 | 0.25 | 0.25 | 0.25 | 0.25 | 0.25 | 0.25 | 0.25 | 0.25 | 0.25
IHVHC83026 | R | Industrial | HVAC | HVAC System Controls | Pneumatic to DDC Control Improvements | IndOther | 5 | 70% | 0.12 | 0.17 | 0.17 | 0.25 | 0.25 | 0.25 | 0.25 | 0.25 | 0.25 | 0.25 | 0.25 | 0.25 | 0.25 | 0.25 | 0.25 | 0.25 | 0.25 | 0.25 | 0.25 | 0.25 | 0.25 | 0.25
IHVHC83027 | R | Industrial | HVAC | HVAC System Controls | Thermostats | IndOther | 5 | 70% | 0.12 | 0.17 | 0.17 | 0.25 | 0.25 | 0.25 | 0.25 | 0.25 | 0.25 | 0.25 | 0.25 | 0.25 | 0.25 | 0.25 | 0.25 | 0.25 | 0.25 | 0.25 | 0.25 | 0.25 | 0.25 | 0.25
IHVHC93023 | L | Industrial | HVAC | HVAC System Controls | Energy Management Systems/System Controls | IndOther | 10 | 70% | 0.12 | 0.27 | 0.27 | 0.27 | 0.25 | 0.25 | 0.25 | 0.25 | 0.25 | 0.25 | 0.25 | 0.25 | 0.25 | 0.25 | 0.25 | 0.25 | 0.25 | 0.25 | 0.25 | 0.25 | 0.25 | 0.25
IHVHC93024 | L | Industrial | HVAC | HVAC System Controls | HVAC Control Improvements (non-VFD) | IndOther | 5 | 70% | 0.12 | 0.27 | 0.27 | 0.27 | 0.25 | 0.25 | 0.25 | 0.25 | 0.25 | 0.25 | 0.25 | 0.25 | 0.25 | 0.25 | 0.25 | 0.25 | 0.25 | 0.25 | 0.25 | 0.25 | 0.25 | 0.25
IHVHC93025 | L | Industrial | HVAC | HVAC System Controls | HVAC Control Improvements (VFD) | IndOther | 5 | 70% | 0.12 | 0.27 | 0.27 | 0.27 | 0.25 | 0.25 | 0.25 | 0.25 | 0.25 | 0.25 | 0.25 | 0.25 | 0.25 | 0.25 | 0.25 | 0.25 | 0.25 | 0.25 | 0.25 | 0.25 | 0.25 | 0.25
IHVHC93026 | L | Industrial | HVAC | HVAC System Controls | Pneumatic to DDC Control Improvements | IndOther | 5 | 70% | 0.12 | 0.27 | 0.27 | 0.27 | 0.25 | 0.25 | 0.25 | 0.25 | 0.25 | 0.25 | 0.25 | 0.25 | 0.25 | 0.25 | 0.25 | 0.25 | 0.25 | 0.25 | 0.25 | 0.25 | 0.25 | 0.25
IHVHC93027 | L | Industrial | HVAC | HVAC System Controls | Thermostats | IndOther | 5 | 70% | 0.12 | 0.27 | 0.27 | 0.27 | 0.25 | 0.25 | 0.25 | 0.25 | 0.25 | 0.25 | 0.25 | 0.25 | 0.25 | 0.25 | 0.25 | 0.25 | 0.25 | 0.25 | 0.25 | 0.25 | 0.25 | 0.25
IHVHI83028 | R | Industrial | HVAC | HVAC System Improvements | Air-Source Heat Pumps | IndOther | 15 | 70% | 0.12 | 0.17 | 0.17 | 0.25 | 0.25 | 0.25 | 0.25 | 0.25 | 0.25 | 0.25 | 0.25 | 0.25 | 0.25 | 0.25 | 0.25 | 0.25 | 0.25 | 0.25 | 0.25 | 0.25 | 0.25 | 0.25
IHVHI83029 | R | Industrial | HVAC | HVAC System Improvements | Building Commissioning Improvements | IndOther | 15 | 70% | 0.12 | 0.17 | 0.17 | 0.25 | 0.25 | 0.25 | 0.25 | 0.25 | 0.25 | 0.25 | 0.25 | 0.25 | 0.25 | 0.25 | 0.25 | 0.25 | 0.25 | 0.25 | 0.25 | 0.25 | 0.25 | 0.25
IHVHI83030 | R | Industrial | HVAC | HVAC System Improvements | Centrifugal Chiller Improvements | IndOther | 15 | 70% | 0.12 | 0.17 | 0.17 | 0.25 | 0.25 | 0.25 | 0.25 | 0.25 | 0.25 | 0.25 | 0.25 | 0.25 | 0.25 | 0.25 | 0.25 | 0.25 | 0.25 | 0.25 | 0.25 | 0.25 | 0.25 | 0.25
IHVHI83031 | R | Industrial | HVAC | HVAC System Improvements | Duct Insulation | IndOther | 30 | 70% | 0.12 | 0.17 | 0.17 | 0.25 | 0.25 | 0.25 | 0.25 | 0.35 | 0.35 | 0.35 | 0.35 | 0.35 | 0.35 | 0.35 | 0.35 | 0.35 | 0.35 | 0.35 | 0.35 | 0.35 | 0.35 | 0.35
IHVHI83032 | R | Industrial | HVAC | HVAC System Improvements | Ductless Heat Pumps | IndOther | 15 | 70% | 0.12 | 0.17 | 0.17 | 0.25 | 0.25 | 0.25 | 0.25 | 0.25 | 0.25 | 0.25 | 0.25 | 0.25 | 0.25 | 0.25 | 0.25 | 0.25 | 0.25 | 0.25 | 0.25 | 0.25 | 0.25 | 0.25
IHVHI83033 | R | Industrial | HVAC | HVAC System Improvements | Economizer System Improvements | IndOther | 15 | 70% | 0.12 | 0.17 | 0.17 | 0.25 | 0.25 | 0.25 | 0.25 | 0.25 | 0.25 | 0.25 | 0.25 | 0.25 | 0.25 | 0.25 | 0.25 | 0.25 | 0.25 | 0.25 | 0.25 | 0.25 | 0.25 | 0.25
IHVHI83034 | R | Industrial | HVAC | HVAC System Improvements | Interactive HVAC System Improvements | IndOther | 10 | 70% | 0.12 | 0.17 | 0.17 | 0.25 | 0.25 | 0.25 | 0.25 | 0.25 | 0.25 | 0.25 | 0.25 | 0.25 | 0.25 | 0.25 | 0.25 | 0.25 | 0.25 | 0.25 | 0.25 | 0.25 | 0.25 | 0.25
IHVHI83035 | R | Industrial | HVAC | HVAC System Improvements | Rooftop Units | IndOther | 15 | 70% | 0.12 | 0.17 | 0.17 | 0.25 | 0.25 | 0.25 | 0.25 | 0.25 | 0.25 | 0.25 | 0.25 | 0.25 | 0.25 | 0.25 | 0.25 | 0.25 | 0.25 | 0.25 | 0.25 | 0.25 | 0.25 | 0.25
IHVHI83036 | R | Industrial | HVAC | HVAC System Improvements | Rotary Screw Chiller Improvements | IndOther | 15 | 70% | 0.12 | 0.17 | 0.17 | 0.25 | 0.25 | 0.25 | 0.25 | 0.25 | 0.25 | 0.25 | 0.25 | 0.25 | 0.25 | 0.25 | 0.25 | 0.25 | 0.25 | 0.25 | 0.25 | 0.25 | 0.25 | 0.25
IHVHI83037 | R | Industrial | HVAC | HVAC System Improvements | Scroll Chiller Improvements | IndOther | 15 | 70% | 0.12 | 0.17 | 0.17 | 0.25 | 0.25 | 0.25 | 0.25 | 0.25 | 0.25 | 0.25 | 0.25 | 0.25 | 0.25 | 0.25 | 0.25 | 0.25 | 0.25 | 0.25 | 0.25 | 0.25 | 0.25 | 0.25
IHVHI83038 | R | Industrial | HVAC | HVAC System Improvements | Storage Tank Insulation Improvements | IndOther | 10 | 70% | 0.12 | 0.17 | 0.17 | 0.25 | 0.25 | 0.25 | 0.25 | 0.25 | 0.25 | 0.25 | 0.25 | 0.25 | 0.25 | 0.25 | 0.25 | 0.25 | 0.25 | 0.25 | 0.25 | 0.25 | 0.25 | 0.25
IHVHI83039 | R | Industrial | HVAC | HVAC System Improvements | Variable Refrigerant Flow System Improvements | IndOther | 15 | 70% | 0.12 | 0.17 | 0.17 | 0.25 | 0.25 | 0.25 | 0.25 | 0.25 | 0.25 | 0.25 | 0.25 | 0.25 | 0.25 | 0.25 | 0.25 | 0.25 | 0.25 | 0.25 | 0.25 | 0.25 | 0.25 | 0.25
IHVHI83040 | R | Industrial | HVAC | HVAC System Improvements | Ventilation System Improvements | IndOther | 10 | 70% | 0.12 | 0.17 | 0.17 | 0.25 | 0.25 | 0.25 | 0.25 | 0.25 | 0.25 | 0.25 | 0.25 | 0.25 | 0.25 | 0.25 | 0.25 | 0.25 | 0.25 | 0.25 | 0.25 | 0.25 | 0.25 | 0.25
IHVHI83041 | R | Industrial | HVAC | HVAC System Improvements | Water-Source Heat Pumps | IndOther | 15 | 70% | 0.12 | 0.17 | 0.17 | 0.25 | 0.25 | 0.25 | 0.25 | 0.25 | 0.25 | 0.25 | 0.25 | 0.25 | 0.25 | 0.25 | 0.25 | 0.25 | 0.25 | 0.25 | 0.25 | 0.25 | 0.25 | 0.25
IHVHI93028 | L | Industrial | HVAC | HVAC System Improvements | Air-Source Heat Pumps | IndOther | 15 | 70% | 0.12 | 0.27 | 0.27 | 0.27 | 0.25 | 0.25 | 0.25 | 0.25 | 0.25 | 0.25 | 0.25 | 0.25 | 0.25 | 0.25 | 0.25 | 0.25 | 0.25 | 0.25 | 0.25 | 0.25 | 0.25 | 0.25
IHVHI93029 | L | Industrial | HVAC | HVAC System Improvements | Building Commissioning Improvements | IndOther | 15 | 70% | 0.12 | 0.27 | 0.27 | 0.27 | 0.25 | 0.25 | 0.25 | 0.25 | 0.25 | 0.25 | 0.25 | 0.25 | 0.25 | 0.25 | 0.25 | 0.25 | 0.25 | 0.25 | 0.25 | 0.25 | 0.25 | 0.25
IHVHI93030 | L | Industrial | HVAC | HVAC System Improvements | Centrifugal Chiller Improvements | IndOther | 15 | 70% | 0.12 | 0.27 | 0.27 | 0.27 | 0.25 | 0.25 | 0.25 | 0.25 | 0.25 | 0.25 | 0.25 | 0.25 | 0.25 | 0.25 | 0.25 | 0.25 | 0.25 | 0.25 | 0.25 | 0.25 | 0.25 | 0.25
IHVHI93031 | L | Industrial | HVAC | HVAC System Improvements | Duct Insulation | IndOther | 30 | 70% | 0.12 | 0.27 | 0.27 | 0.27 | 0.25 | 0.25 | 0.25 | 0.35 | 0.35 | 0.35 | 0.35 | 0.35 | 0.35 | 0.35 | 0.35 | 0.35 | 0.35 | 0.35 | 0.35 | 0.35 | 0.35 | 0.35
IHVHI93032 | L | Industrial | HVAC | HVAC System Improvements | Ductless Heat Pumps | IndOther | 15 | 70% | 0.12 | 0.27 | 0.27 | 0.27 | 0.25 | 0.25 | 0.25 | 0.25 | 0.25 | 0.25 | 0.25 | 0.25 | 0.25 | 0.25 | 0.25 | 0.25 | 0.25 | 0.25 | 0.25 | 0.25 | 0.25 | 0.25
IHVHI93033 | L | Industrial | HVAC | HVAC System Improvements | Economizer System Improvements | IndOther | 15 | 70% | 0.12 | 0.27 | 0.27 | 0.27 | 0.25 | 0.25 | 0.25 | 0.25 | 0.25 | 0.25 | 0.25 | 0.25 | 0.25 | 0.25 | 0.25 | 0.25 | 0.25 | 0.25 | 0.25 | 0.25 | 0.25 | 0.25
IHVHI93034 | L | Industrial | HVAC | HVAC System Improvements | Interactive HVAC System Improvements | IndOther | 10 | 70% | 0.12 | 0.27 | 0.27 | 0.27 | 0.25 | 0.25 | 0.25 | 0.25 | 0.25 | 0.25 | 0.25 | 0.25 | 0.25 | 0.25 | 0.25 | 0.25 | 0.25 | 0.25 | 0.25 | 0.25 | 0.25 | 0.25
IHVHI93035 | L | Industrial | HVAC | HVAC System Improvements | Rooftop Units | IndOther | 15 | 70% | 0.12 | 0.27 | 0.27 | 0.27 | 0.25 | 0.25 | 0.25 | 0.25 | 0.25 | 0.25 | 0.25 | 0.25 | 0.25 | 0.25 | 0.25 | 0.25 | 0.25 | 0.25 | 0.25 | 0.25 | 0.25 | 0.25
IHVHI93036 | L | Industrial | HVAC | HVAC System Improvements | Rotary Screw Chiller Improvements | IndOther | 15 | 70% | 0.12 | 0.27 | 0.27 | 0.27 | 0.25 | 0.25 | 0.25 | 0.25 | 0.25 | 0.25 | 0.25 | 0.25 | 0.25 | 0.25 | 0.25 | 0.25 | 0.25 | 0.25 | 0.25 | 0.25 | 0.25 | 0.25
IHVHI93037 | L | Industrial | HVAC | HVAC System Improvements | Scroll Chiller Improvements | IndOther | 15 | 70% | 0.12 | 0.27 | 0.27 | 0.27 | 0.25 | 0.25 | 0.25 | 0.25 | 0.25 | 0.25 | 0.25 | 0.25 | 0.25 | 0.25 | 0.25 | 0.25 | 0.25 | 0.25 | 0.25 | 0.25 | 0.25 | 0.25
IHVHI93038 | L | Industrial | HVAC | HVAC System Improvements | Storage Tank Insulation Improvements | IndOther | 10 | 70% | 0.12 | 0.27 | 0.27 | 0.27 | 0.25 | 0.25 | 0.25 | 0.25 | 0.25 | 0.25 | 0.25 | 0.25 | 0.25 | 0.25 | 0.25 | 0.25 | 0.25 | 0.25 | 0.25 | 0.25 | 0.25 | 0.25
IHVHI93039 | L | Industrial | HVAC | HVAC System Improvements | Variable Refrigerant Flow System Improvements | IndOther | 15 | 70% | 0.12 | 0.27 | 0.27 | 0.27 | 0.25 | 0.25 | 0.25 | 0.25 | 0.25 | 0.25 | 0.25 | 0.25 | 0.25 | 0.25 | 0.25 | 0.25 | 0.25 | 0.25 | 0.25 | 0.25 | 0.25 | 0.25
IHVHI93040 | L | Industrial | HVAC | HVAC System Improvements | Ventilation System Improvements | IndOther | 10 | 70% | 0.12 | 0.27 | 0.27 | 0.27 | 0.25 | 0.25 | 0.25 | 0.25 | 0.25 | 0.25 | 0.25 | 0.25 | 0.25 | 0.25 | 0.25 | 0.25 | 0.25 | 0.25 | 0.25 | 0.25 | 0.25 | 0.25
IHVHI93041 | L | Industrial | HVAC | HVAC System Improvements | Water-Source Heat Pumps | IndOther | 15 | 70% | 0.12 | 0.27 | 0.27 | 0.27 | 0.25 | 0.25 | 0.25 | 0.25 | 0.25 | 0.25 | 0.25 | 0.25 | 0.25 | 0.25 | 0.25 | 0.25 | 0.25 | 0.25 | 0.25 | 0.25 | 0.25 | 0.25
IHVHR83021 | R | Industrial | HVAC | Heat Recovery | Heat Recovery Improvements | IndOther | 10 | 70% | 0.12 | 0.17 | 0.17 | 0.25 | 0.25 | 0.25 | 0.25 | 0.25 | 0.25 | 0.25 | 0.25 | 0.25 | 0.25 | 0.25 | 0.25 | 0.25 | 0.25 | 0.25 | 0.25 | 0.25 | 0.25 | 0.25
IHVHR83022 | R | Industrial | HVAC | Heat Recovery | Humidification/Dehumidification Improvements | IndOther | 10 | 70% | 0.12 | 0.17 | 0.17 | 0.25 | 0.25 | 0.25 | 0.25 | 0.25 | 0.25 | 0.25 | 0.25 | 0.25 | 0.25 | 0.25 | 0.25 | 0.25 | 0.25 | 0.25 | 0.25 | 0.25 | 0.25 | 0.25
IHVHR93021 | L | Industrial | HVAC | Heat Recovery | Heat Recovery Improvements | IndOther | 10 | 70% | 0.12 | 0.27 | 0.27 | 0.27 | 0.25 | 0.25 | 0.25 | 0.25 | 0.25 | 0.25 | 0.25 | 0.25 | 0.25 | 0.25 | 0.25 | 0.25 | 0.25 | 0.25 | 0.25 | 0.25 | 0.25 | 0.25
IHVHR93022 | L | Industrial | HVAC | Heat Recovery | Humidification/Dehumidification Improvements | IndOther | 10 | 70% | 0.12 | 0.27 | 0.27 | 0.27 | 0.25 | 0.25 | 0.25 | 0.25 | 0.25 | 0.25 | 0.25 | 0.25 | 0.25 | 0.25 | 0.25 | 0.25 | 0.25 | 0.25 | 0.25 | 0.25 | 0.25 | 0.25
ILIDE83042 | R | Industrial | Lighting | Delamping | Delamping | IndOther | 12 | 70% | 0.12 | 0.17 | 0.17 | 0.25 | 0.25 | 0.25 | 0.25 | 0.18 | 0.18 | 0.18 | 0.18 | 0.18 | 0.18 | 0.18 | 0.18 | 0.18 | 0.18 | NA | NA | NA | NA | NA
ILIDE93042 | L | Industrial | Lighting | Delamping | Delamping | IndOther | 12 | 70% | 0.12 | 0.27 | 0.27 | 0.27 | 0.25 | 0.25 | 0.25 | 0.18 | 0.18 | 0.18 | 0.18 | 0.18 | 0.18 | 0.18 | 0.18 | 0.18 | 0.18 | NA | NA | NA | NA | NA
ILILB83098 | R | Industrial | Lighting | Lamps/Ballasts/Fixtures | T8 Linear Fluorescents | ExCommLight | 12 | 70% | 0.2 | 0.27 | 0.27 | 0.27 | 0.27 | 0.27 | 0.27 | 0.18 | 0.18 | 0.18 | 0.18 | 0.18 | 0.18 | 0.18 | 0.18 | 0.18 | 0.18 | NA | NA | NA | NA | NA
ILILB83099 | R | Industrial | Lighting | Lamps/Ballasts/Fixtures | Compact Fluorescents | ExCommLight | 12 | 70% | 0.2 | 0.27 | 0.27 | 0.27 | 0.27 | 0.27 | 0.27 | 0.18 | 0.18 | 0.18 | 0.18 | 0.18 | 0.18 | 0.18 | 0.18 | 0.18 | 0.18 | NA | NA | NA | NA | NA
ILILB83100 | R | Industrial | Lighting | Lamps/Ballasts/Fixtures | Induction | ExCommLight | 12 | 70% | 0.2 | 0.27 | 0.27 | 0.27 | 0.27 | 0.27 | 0.27 | 0.18 | 0.18 | 0.18 | 0.18 | 0.18 | 0.18 | 0.18 | 0.18 | 0.18 | 0.18 | NA | NA | NA | NA | NA
ILILB83101 | R | Industrial | Lighting | Lamps/Ballasts/Fixtures | Electronic Metal Halide | ExCommLight | 12 | 70% | 0.2 | 0.27 | 0.27 | 0.27 | 0.27 | 0.27 | 0.27 | 0.18 | 0.18 | 0.18 | 0.18 | 0.18 | 0.18 | 0.18 | 0.18 | 0.18 | 0.18 | NA | NA | NA | NA | NA
ILILB83102 | R | Industrial | Lighting | Lamps/Ballasts/Fixtures | Linear Fluorescent High Bay | ExCommLight | 12 | 70% | 0.2 | 0.27 | 0.27 | 0.27 | 0.27 | 0.27 | 0.27 | 0.18 | 0.18 | 0.18 | 0.18 | 0.18 | 0.18 | 0.18 | 0.18 | 0.18 | 0.18 | NA | NA | NA | NA | NA
ILILB83103 | R | Industrial | Lighting | Lamps/Ballasts/Fixtures | LED Small Lamp / Fixture | ExCommLight | 12 | 70% | 0.2 | 0.27 | 0.27 | 0.27 | 0.27 | 0.27 | 0.27 | 0.18 | 0.18 | 0.18 | 0.18 | 0.18 | 0.18 | 0.18 | 0.18 | 0.18 | 0.18 | 0.18 | 0.18 | 0.13 | 0.13 | 0.13
ILILB83104 | R | Industrial | Lighting | Lamps/Ballasts/Fixtures | LED Tubes | ExCommLight | 12 | 70% | 0.2 | 0.27 | 0.27 | 0.27 | 0.27 | 0.27 | 0.27 | 0.18 | 0.18 | 0.18 | 0.18 | 0.18 | 0.18 | 0.18 | 0.18 | 0.18 | 0.18 | 0.18 | 0.18 | 0.13 | 0.13 | 0.13
ILILB83105 | R | Industrial | Lighting | Lamps/Ballasts/Fixtures | LED Exterior | ExCommLight | 12 | 70% | 0.2 | 0.27 | 0.27 | 0.27 | 0.27 | 0.27 | 0.27 | 0.18 | 0.18 | 0.18 | 0.18 | 0.18 | 0.18 | 0.18 | 0.18 | 0.18 | 0.18 | 0.18 | 0.18 | 0.13 | 0.13 | 0.13
ILILB83106 | R | Industrial | Lighting | Lamps/Ballasts/Fixtures | LED High Bay | ExCommLight | 12 | 70% | 0.2 | 0.27 | 0.27 | 0.27 | 0.27 | 0.27 | 0.27 | 0.18 | 0.18 | 0.18 | 0.18 | 0.18 | 0.18 | 0.18 | 0.18 | 0.18 | 0.18 | 0.18 | 0.18 | 0.13 | 0.13 | 0.13
ILILB83107 | R | Industrial | Lighting | Lamps/Ballasts/Fixtures | LED Parking Garage | ExCommLight | 12 | 70% | 0.2 | 0.27 | 0.27 | 0.27 | 0.27 | 0.27 | 0.27 | 0.18 | 0.18 | 0.18 | 0.18 | 0.18 | 0.18 | 0.18 | 0.18 | 0.18 | 0.18 | NA | NA | NA | NA | NA
ILILB83108 | R | Industrial | Lighting | Lamps/Ballasts/Fixtures | LED Linear Strip | ExCommLight | 12 | 70% | 0.2 | 0.27 | 0.27 | 0.27 | 0.27 | 0.27 | 0.27 | 0.18 | 0.18 | 0.18 | 0.18 | 0.18 | 0.18 | 0.18 | 0.18 | 0.18 | 0.18 | 0.18 | 0.18 | 0.13 | 0.13 | 0.13
ILILB83109 | R | Industrial | Lighting | Lamps/Ballasts/Fixtures | Other | ExCommLight | 12 | 70% | 0.2 | 0.27 | 0.27 | 0.27 | 0.27 | 0.27 | 0.27 | 0.18 | 0.18 | 0.18 | 0.18 | 0.18 | 0.18 | 0.18 | 0.18 | 0.18 | 0.18 | 0.18 | 0.18 | 0.13 | 0.13 | 0.13
ILILB83111 | R | Industrial | Lighting | Lamps/Ballasts/Fixtures | Decommissioning/Fixtures Increase | ExCommLight | 12 | 70% | 0.2 | 0.27 | 0.27 | 0.27 | 0.27 | 0.27 | 0.27 | 0.18 | 0.18 | 0.18 | 0.18 | 0.18 | 0.18 | 0.18 | 0.18 | 0.18 | 0.18 | NA | NA | NA | NA | NA
ILILB83112 | R | Industrial | Lighting | Lamps/Ballasts/Fixtures | Non-Standard | ExCommLight | 12 | 70% | 0.2 | 0.27 | 0.27 | 0.27 | 0.27 | 0.27 | 0.27 | 0.18 | 0.18 | 0.18 | 0.18 | 0.18 | 0.18 | 0.18 | 0.18 | 0.18 | 0.18 | NA | NA | NA | NA | NA
ILILB83123 | R | Industrial | Lighting | Lamps/Ballasts/Fixtures | LED Low Bay | ExCommLight | 12 | 70% | NA | NA | NA | NA | NA | NA | NA | NA | NA | NA | NA | NA | NA | NA | NA | NA | NA | 0.18 | 0.18 | 0.13 | 0.13 | 0.13
ILILB83124 | R | Industrial | Lighting | Lamps/Ballasts/Fixtures | LED Mogul Base | ExCommLight | 12 | 70% | NA | NA | NA | NA | NA | NA | NA | NA | NA | NA | NA | NA | NA | NA | NA | NA | NA | 0.18 | 0.18 | 0.13 | 0.13 | 0.13
ILILB83125 | R | Industrial | Lighting | Lamps/Ballasts/Fixtures | LED Exit Sign | ExCommLight | 12 | 70% | NA | NA | NA | NA | NA | NA | NA | NA | NA | NA | NA | NA | NA | NA | NA | NA | NA | 0.18 | 0.18 | 0.13 | 0.13 | 0.13
ILILB83126 | R | Industrial | Lighting | Lamps/Ballasts/Fixtures | Fluorescent | ExCommLight | 12 | 70% | NA | NA | NA | NA | NA | NA | NA | NA | NA | NA | NA | NA | NA | NA | NA | NA | NA | 0.18 | 0.18 | 0.13 | 0.13 | 0.13
ILILB83127 | R | Industrial | Lighting | Lamps/Ballasts/Fixtures | Signage | ExCommLight | 12 | 70% | NA | NA | NA | NA | NA | NA | NA | NA | NA | NA | NA | NA | NA | NA | NA | NA | NA | 0.18 | 0.18 | 0.13 | 0.13 | 0.13
ILILB93098 | L | Industrial | Lighting | Lamps/Ballasts/Fixtures | T8 Linear Fluorescents | NewCommLight | 12 | 70% | 0.2 | 0.27 | 0.27 | 0.27 | 0.27 | 0.27 | 0.27 | 0.18 | 0.18 | 0.18 | 0.18 | 0.18 | 0.18 | 0.18 | 0.18 | 0.18 | 0.18 | NA | NA | NA | NA | NA
ILILB93099 | L | Industrial | Lighting | Lamps/Ballasts/Fixtures | Compact Fluorescents | NewCommLight | 12 | 70% | 0.2 | 0.27 | 0.27 | 0.27 | 0.27 | 0.27 | 0.27 | 0.18 | 0.18 | 0.18 | 0.18 | 0.18 | 0.18 | 0.18 | 0.18 | 0.18 | 0.18 | NA | NA | NA | NA | NA
ILILB93100 | L | Industrial | Lighting | Lamps/Ballasts/Fixtures | Induction | NewCommLight | 12 | 70% | 0.2 | 0.27 | 0.27 | 0.27 | 0.27 | 0.27 | 0.27 | 0.18 | 0.18 | 0.18 | 0.18 | 0.18 | 0.18 | 0.18 | 0.18 | 0.18 | 0.18 | NA | NA | NA | NA | NA
ILILB93101 | L | Industrial | Lighting | Lamps/Ballasts/Fixtures | Electronic Metal Halide | NewCommLight | 12 | 70% | 0.2 | 0.27 | 0.27 | 0.27 | 0.27 | 0.27 | 0.27 | 0.18 | 0.18 | 0.18 | 0.18 | 0.18 | 0.18 | 0.18 | 0.18 | 0.18 | 0.18 | NA | NA | NA | NA | NA
ILILB93102 | L | Industrial | Lighting | Lamps/Ballasts/Fixtures | Linear Fluorescent High Bay | NewCommLight | 12 | 70% | 0.2 | 0.27 | 0.27 | 0.27 | 0.27 | 0.27 | 0.27 | 0.18 | 0.18 | 0.18 | 0.18 | 0.18 | 0.18 | 0.18 | 0.18 | 0.18 | 0.18 | NA | NA | NA | NA | NA
ILILB93103 | L | Industrial | Lighting | Lamps/Ballasts/Fixtures | LED Small Lamp / Fixture | NewCommLight | 12 | 70% | 0.2 | 0.27 | 0.27 | 0.27 | 0.27 | 0.27 | 0.27 | 0.18 | 0.18 | 0.18 | 0.18 | 0.18 | 0.18 | 0.18 | 0.18 | 0.18 | 0.18 | 0.18 | 0.18 | 0.13 | 0.13 | 0.13
ILILB93104 | L | Industrial | Lighting | Lamps/Ballasts/Fixtures | LED Tubes | NewCommLight | 12 | 70% | 0.2 | 0.27 | 0.27 | 0.27 | 0.27 | 0.27 | 0.27 | 0.18 | 0.18 | 0.18 | 0.18 | 0.18 | 0.18 | 0.18 | 0.18 | 0.18 | 0.18 | 0.18 | 0.18 | 0.13 | 0.13 | 0.13
ILILB93105 | L | Industrial | Lighting | Lamps/Ballasts/Fixtures | LED Exterior | NewCommLight | 12 | 70% | 0.2 | 0.27 | 0.27 | 0.27 | 0.27 | 0.27 | 0.27 | 0.18 | 0.18 | 0.18 | 0.18 | 0.18 | 0.18 | 0.18 | 0.18 | 0.18 | 0.18 | 0.18 | 0.18 | 0.13 | 0.13 | 0.13
ILILB93106 | L | Industrial | Lighting | Lamps/Ballasts/Fixtures | LED High Bay | NewCommLight | 12 | 70% | 0.2 | 0.27 | 0.27 | 0.27 | 0.27 | 0.27 | 0.27 | 0.18 | 0.18 | 0.18 | 0.18 | 0.18 | 0.18 | 0.18 | 0.18 | 0.18 | 0.18 | 0.18 | 0.18 | 0.13 | 0.13 | 0.13
ILILB93107 | L | Industrial | Lighting | Lamps/Ballasts/Fixtures | LED Parking Garage | NewCommLight | 12 | 70% | 0.2 | 0.27 | 0.27 | 0.27 | 0.27 | 0.27 | 0.27 | 0.18 | 0.18 | 0.18 | 0.18 | 0.18 | 0.18 | 0.18 | 0.18 | 0.18 | 0.18 | NA | NA | NA | NA | NA
ILILB93108 | L | Industrial | Lighting | Lamps/Ballasts/Fixtures | LED Linear Strip | NewCommLight | 12 | 70% | 0.2 | 0.27 | 0.27 | 0.27 | 0.27 | 0.27 | 0.27 | 0.18 | 0.18 | 0.18 | 0.18 | 0.18 | 0.18 | 0.18 | 0.18 | 0.18 | 0.18 | 0.18 | 0.18 | 0.13 | 0.13 | 0.13
ILILB93109 | L | Industrial | Lighting | Lamps/Ballasts/Fixtures | Other | NewCommLight | 12 | 70% | 0.2 | 0.27 | 0.27 | 0.27 | 0.27 | 0.27 | 0.27 | 0.18 | 0.18 | 0.18 | 0.18 | 0.18 | 0.18 | 0.18 | 0.18 | 0.18 | 0.18 | 0.18 | 0.18 | 0.13 | 0.13 | 0.13
ILILB93111 | L | Industrial | Lighting | Lamps/Ballasts/Fixtures | Decommissioning/Fixtures Increase | NewCommLight | 12 | 70% | 0.2 | 0.27 | 0.27 | 0.27 | 0.27 | 0.27 | 0.27 | 0.18 | 0.18 | 0.18 | 0.18 | 0.18 | 0.18 | 0.18 | 0.18 | 0.18 | 0.18 | NA | NA | NA | NA | NA
ILILB93112 | L | Industrial | Lighting | Lamps/Ballasts/Fixtures | Non-Standard | NewCommLight | 12 | 70% | 0.2 | 0.27 | 0.27 | 0.27 | 0.27 | 0.27 | 0.27 | 0.18 | 0.18 | 0.18 | 0.18 | 0.18 | 0.18 | 0.18 | 0.18 | 0.18 | 0.18 | NA | NA | NA | NA | NA
ILILB93113 | L | Industrial | Lighting | Lamps/Ballasts/Fixtures | New Construction | NewCommLight | 12 | 70% | 0.2 | 0.27 | 0.27 | 0.27 | 0.27 | 0.27 | 0.27 | 0.18 | 0.18 | 0.18 | 0.18 | 0.18 | 0.18 | 0.18 | 0.18 | 0.18 | 0.18 | 0.18 | 0.18 | 0.13 | 0.13 | 0.13
ILILB93123 | L | Industrial | Lighting | Lamps/Ballasts/Fixtures | LED Low Bay | NewCommLight | 12 | 70% | NA | NA | NA | NA | NA | NA | NA | NA | NA | NA | NA | NA | NA | NA | NA | NA | NA | 0.18 | 0.18 | 0.13 | 0.13 | 0.13
ILILB93124 | L | Industrial | Lighting | Lamps/Ballasts/Fixtures | LED Mogul Base | NewCommLight | 12 | 70% | NA | NA | NA | NA | NA | NA | NA | NA | NA | NA | NA | NA | NA | NA | NA | NA | NA | 0.18 | 0.18 | 0.13 | 0.13 | 0.13
ILILB93125 | L | Industrial | Lighting | Lamps/Ballasts/Fixtures | LED Exit Sign | NewCommLight | 12 | 70% | NA | NA | NA | NA | NA | NA | NA | NA | NA | NA | NA | NA | NA | NA | NA | NA | NA | 0.18 | 0.18 | 0.13 | 0.13 | 0.13
ILILB93126 | L | Industrial | Lighting | Lamps/Ballasts/Fixtures | Fluorescent | NewCommLight | 12 | 70% | NA | NA | NA | NA | NA | NA | NA | NA | NA | NA | NA | NA | NA | NA | NA | NA | NA | 0.18 | 0.18 | 0.13 | 0.13 | 0.13
ILILB93127 | L | Industrial | Lighting | Lamps/Ballasts/Fixtures | Signage | NewCommLight | 12 | 70% | NA | NA | NA | NA | NA | NA | NA | NA | NA | NA | NA | NA | NA | NA | NA | NA | NA | 0.18 | 0.18 | 0.13 | 0.13 | 0.13
ILILC83051 | R | Industrial | Lighting | Lighting Controls | Control Panels | IndOther | 7 | 70% | 0.2 | 0.27 | 0.27 | 0.27 | 0.27 | 0.27 | 0.27 | 0.18 | 0.18 | 0.18 | 0.18 | 0.18 | 0.18 | 0.18 | 0.18 | 0.18 | 0.18 | NA | NA | NA | NA | NA
ILILC83052 | R | Industrial | Lighting | Lighting Controls | Daylighting | IndOther | 7 | 70% | 0.2 | 0.27 | 0.27 | 0.27 | 0.27 | 0.27 | 0.27 | 0.18 | 0.18 | 0.18 | 0.18 | 0.18 | 0.18 | 0.18 | 0.18 | 0.18 | 0.18 | NA | NA | NA | NA | NA
ILILC83053 | R | Industrial | Lighting | Lighting Controls | Occupancy Sensors | IndOther | 7 | 70% | 0.2 | 0.27 | 0.27 | 0.27 | 0.27 | 0.27 | 0.27 | 0.18 | 0.18 | 0.18 | 0.18 | 0.18 | 0.18 | 0.18 | 0.18 | 0.18 | 0.18 | NA | NA | NA | NA | NA
ILILC83054 | R | Industrial | Lighting | Lighting Controls | Photocells | IndOther | 7 | 70% | 0.2 | 0.27 | 0.27 | 0.27 | 0.27 | 0.27 | 0.27 | 0.18 | 0.18 | 0.18 | 0.18 | 0.18 | 0.18 | 0.18 | 0.18 | 0.18 | 0.18 | NA | NA | NA | NA | NA
ILILC83055 | R | Industrial | Lighting | Lighting Controls | Timers | IndOther | 7 | 70% | 0.2 | 0.27 | 0.27 | 0.27 | 0.27 | 0.27 | 0.27 | 0.18 | 0.18 | 0.18 | 0.18 | 0.18 | 0.18 | 0.18 | 0.18 | 0.18 | 0.18 | NA | NA | NA | NA | NA
ILILC83110 | R | Industrial | Lighting | Lighting Controls | Controls | ExCommLight | 7 | 70% | 0.2 | 0.27 | 0.27 | 0.27 | 0.27 | 0.27 | 0.27 | 0.18 | 0.18 | 0.18 | 0.18 | 0.18 | 0.18 | 0.18 | 0.18 | 0.18 | 0.18 | 0.18 | 0.18 | 0.13 | 0.13 | 0.13
ILILC93051 | L | Industrial | Lighting | Lighting Controls | Control Panels | IndOther | 7 | 70% | 0.2 | 0.27 | 0.27 | 0.27 | 0.27 | 0.27 | 0.27 | 0.18 | 0.18 | 0.18 | 0.18 | 0.18 | 0.18 | 0.18 | 0.18 | 0.18 | 0.18 | NA | NA | NA | NA | NA
ILILC93052 | L | Industrial | Lighting | Lighting Controls | Daylighting | IndOther | 7 | 70% | 0.2 | 0.27 | 0.27 | 0.27 | 0.27 | 0.27 | 0.27 | 0.18 | 0.18 | 0.18 | 0.18 | 0.18 | 0.18 | 0.18 | 0.18 | 0.18 | 0.18 | NA | NA | NA | NA | NA
ILILC93053 | L | Industrial | Lighting | Lighting Controls | Occupancy Sensors | IndOther | 7 | 70% | 0.2 | 0.27 | 0.27 | 0.27 | 0.27 | 0.27 | 0.27 | 0.18 | 0.18 | 0.18 | 0.18 | 0.18 | 0.18 | 0.18 | 0.18 | 0.18 | 0.18 | NA | NA | NA | NA | NA
ILILC93054 | L | Industrial | Lighting | Lighting Controls | Photocells | IndOther | 7 | 70% | 0.2 | 0.27 | 0.27 | 0.27 | 0.27 | 0.27 | 0.27 | 0.18 | 0.18 | 0.18 | 0.18 | 0.18 | 0.18 | 0.18 | 0.18 | 0.18 | 0.18 | NA | NA | NA | NA | NA
ILILC93055 | L | Industrial | Lighting | Lighting Controls | Timers | IndOther | 7 | 70% | 0.2 | 0.27 | 0.27 | 0.27 | 0.27 | 0.27 | 0.27 | 0.18 | 0.18 | 0.18 | 0.18 | 0.18 | 0.18 | 0.18 | 0.18 | 0.18 | 0.18 | NA | NA | NA | NA | NA
ILILC93110 | L | Industrial | Lighting | Lighting Controls | Controls | NewCommLight | 7 | 70% | 0.2 | 0.27 | 0.27 | 0.27 | 0.27 | 0.27 | 0.27 | 0.18 | 0.18 | 0.18 | 0.18 | 0.18 | 0.18 | 0.18 | 0.18 | 0.18 | 0.18 | 0.18 | 0.18 | 0.13 | 0.13 | 0.13
IMDCI83094 | R | Industrial | Motors/Drives | Compressed Air System Improvements | Motors/Drives Installation on Compressed Air System | IndOther | 10 | 70% | 0.2 | 0.27 | 0.27 | 0.27 | 0.27 | 0.27 | 0.27 | 0.25 | 0.25 | 0.25 | 0.25 | 0.25 | 0.25 | 0.25 | 0.25 | 0.25 | 0.25 | 0.25 | 0.25 | 0.25 | 0.25 | 0.25
IMDCI93094 | L | Industrial | Motors/Drives | Compressed Air System Improvements | Motors/Drives Installation on Compressed Air System | IndOther | 10 | 70% | 0.2 | 0.27 | 0.27 | 0.27 | 0.27 | 0.27 | 0.27 | 0.25 | 0.25 | 0.25 | 0.25 | 0.25 | 0.25 | 0.25 | 0.25 | 0.25 | 0.25 | 0.25 | 0.25 | 0.25 | 0.25 | 0.25
IMDMC83057 | R | Industrial | Motors/Drives | Motors/Drives Controls | Electronically Commutated Motor (ECM) | IndOther | 10 | 70% | 0.2 | 0.27 | 0.27 | 0.27 | 0.27 | 0.27 | 0.27 | 0.25 | 0.25 | 0.25 | 0.25 | 0.25 | 0.25 | 0.25 | 0.25 | 0.25 | 0.25 | 0.25 | 0.25 | 0.25 | 0.25 | 0.25
IMDMC83058 | R | Industrial | Motors/Drives | Motors/Drives Controls | Energy Management Systems/System Controls | IndOther | 10 | 70% | 0.2 | 0.27 | 0.27 | 0.27 | 0.27 | 0.27 | 0.27 | 0.25 | 0.25 | 0.25 | 0.25 | 0.25 | 0.25 | 0.25 | 0.25 | 0.25 | 0.25 | 0.25 | 0.25 | 0.25 | 0.25 | 0.25
IMDMC83059 | R | Industrial | Motors/Drives | Motors/Drives Controls | Motors/Drives Control Improvements (non-VFD) | IndOther | 10 | 70% | 0.2 | 0.27 | 0.27 | 0.27 | 0.27 | 0.27 | 0.27 | 0.25 | 0.25 | 0.25 | 0.25 | 0.25 | 0.25 | 0.25 | 0.25 | 0.25 | 0.25 | 0.25 | 0.25 | 0.25 | 0.25 | 0.25
IMDMC83060 | R | Industrial | Motors/Drives | Motors/Drives Controls | Motors/Drives Control Improvements (VFD) | IndOther | 10 | 70% | 0.2 | 0.27 | 0.27 | 0.27 | 0.27 | 0.27 | 0.27 | 0.25 | 0.25 | 0.25 | 0.25 | 0.25 | 0.25 | 0.25 | 0.25 | 0.25 | 0.25 | 0.25 | 0.25 | 0.25 | 0.25 | 0.25
IMDMC93057 | L | Industrial | Motors/Drives | Motors/Drives Controls | Electronically Commutated Motor (ECM) | IndOther | 10 | 70% | 0.2 | 0.27 | 0.27 | 0.27 | 0.27 | 0.27 | 0.27 | 0.25 | 0.25 | 0.25 | 0.25 | 0.25 | 0.25 | 0.25 | 0.25 | 0.25 | 0.25 | 0.25 | 0.25 | 0.25 | 0.25 | 0.25
IMDMC93058 | L | Industrial | Motors/Drives | Motors/Drives Controls | Energy Management Systems/System Controls | IndOther | 10 | 70% | 0.2 | 0.27 | 0.27 | 0.27 | 0.27 | 0.27 | 0.27 | 0.25 | 0.25 | 0.25 | 0.25 | 0.25 | 0.25 | 0.25 | 0.25 | 0.25 | 0.25 | 0.25 | 0.25 | 0.25 | 0.25 | 0.25
IMDMC93059 | L | Industrial | Motors/Drives | Motors/Drives Controls | Motors/Drives Control Improvements (non-VFD) | IndOther | 10 | 70% | 0.2 | 0.27 | 0.27 | 0.27 | 0.27 | 0.27 | 0.27 | 0.25 | 0.25 | 0.25 | 0.25 | 0.25 | 0.25 | 0.25 | 0.25 | 0.25 | 0.25 | 0.25 | 0.25 | 0.25 | 0.25 | 0.25
IMDMC93060 | L | Industrial | Motors/Drives | Motors/Drives Controls | Motors/Drives Control Improvements (VFD) | IndOther | 10 | 70% | 0.2 | 0.27 | 0.27 | 0.27 | 0.27 | 0.27 | 0.27 | 0.25 | 0.25 | 0.25 | 0.25 | 0.25 | 0.25 | 0.25 | 0.25 | 0.25 | 0.25 | 0.25 | 0.25 | 0.25 | 0.25 | 0.25
IMDMO83056 | R | Industrial | Motors/Drives | Motors | Motors | IndOther | 10 | 70% | 0.2 | 0.27 | 0.27 | 0.27 | 0.27 | 0.27 | 0.27 | 0.25 | 0.25 | 0.25 | 0.25 | 0.25 | 0.25 | 0.25 | 0.25 | 0.25 | 0.25 | 0.25 | 0.25 | 0.25 | 0.25 | 0.25
IMDMO93056 | L | Industrial | Motors/Drives | Motors | Motors | IndOther | 10 | 70% | 0.2 | 0.27 | 0.27 | 0.27 | 0.27 | 0.27 | 0.27 | 0.25 | 0.25 | 0.25 | 0.25 | 0.25 | 0.25 | 0.25 | 0.25 | 0.25 | 0.25 | 0.25 | 0.25 | 0.25 | 0.25 | 0.25
IMDPF83061 | R | Industrial | Motors/Drives | Pumps and Fans | Motors/Drives Installation on Fan System | IndOther | 10 | 70% | 0.2 | 0.27 | 0.27 | 0.27 | 0.27 | 0.27 | 0.27 | 0.25 | 0.25 | 0.25 | 0.25 | 0.25 | 0.25 | 0.25 | 0.25 | 0.25 | 0.25 | 0.25 | 0.25 | 0.25 | 0.25 | 0.25
IMDPF83062 | R | Industrial | Motors/Drives | Pumps and Fans | Motors/Drives Installation on Vacuum Pumps | IndOther | 10 | 70% | 0.2 | 0.27 | 0.27 | 0.27 | 0.27 | 0.27 | 0.27 | 0.25 | 0.25 | 0.25 | 0.25 | 0.25 | 0.25 | 0.25 | 0.25 | 0.25 | 0.25 | 0.25 | 0.25 | 0.25 | 0.25 | 0.25
IMDPF83095 | R | Industrial | Motors/Drives | Pumps and Fans | Motors/Drives Installation on Pump System | IndOther | 10 | 70% | 0.2 | 0.27 | 0.27 | 0.27 | 0.27 | 0.27 | 0.27 | 0.25 | 0.25 | 0.25 | 0.25 | 0.25 | 0.25 | 0.25 | 0.25 | 0.25 | 0.25 | 0.25 | 0.25 | 0.25 | 0.25 | 0.25
IMDPF83096 | R | Industrial | Motors/Drives | Pumps and Fans | Motors/Drives Installation on Blower System | IndOther | 10 | 70% | 0.2 | 0.27 | 0.27 | 0.27 | 0.27 | 0.27 | 0.27 | 0.25 | 0.25 | 0.25 | 0.25 | 0.25 | 0.25 | 0.25 | 0.25 | 0.25 | 0.25 | 0.25 | 0.25 | 0.25 | 0.25 | 0.25
IMDPF93061 | L | Industrial | Motors/Drives | Pumps and Fans | Motors/Drives Installation on Fan System | IndOther | 10 | 70% | 0.2 | 0.27 | 0.27 | 0.27 | 0.27 | 0.27 | 0.27 | 0.25 | 0.25 | 0.25 | 0.25 | 0.25 | 0.25 | 0.25 | 0.25 | 0.25 | 0.25 | 0.25 | 0.25 | 0.25 | 0.25 | 0.25
IMDPF93062 | L | Industrial | Motors/Drives | Pumps and Fans | Motors/Drives Installation on Vacuum Pumps | IndOther | 10 | 70% | 0.2 | 0.27 | 0.27 | 0.27 | 0.27 | 0.27 | 0.27 | 0.25 | 0.25 | 0.25 | 0.25 | 0.25 | 0.25 | 0.25 | 0.25 | 0.25 | 0.25 | 0.25 | 0.25 | 0.25 | 0.25 | 0.25
IMDPF93095 | L | Industrial | Motors/Drives | Pumps and Fans | Motors/Drives Installation on Pump System | IndOther | 10 | 70% | 0.2 | 0.27 | 0.27 | 0.27 | 0.27 | 0.27 | 0.27 | 0.25 | 0.25 | 0.25 | 0.25 | 0.25 | 0.25 | 0.25 | 0.25 | 0.25 | 0.25 | 0.25 | 0.25 | 0.25 | 0.25 | 0.25
IMDPF93096 | L | Industrial | Motors/Drives | Pumps and Fans | Motors/Drives Installation on Blower System | IndOther | 10 | 70% | 0.2 | 0.27 | 0.27 | 0.27 | 0.27 | 0.27 | 0.27 | 0.25 | 0.25 | 0.25 | 0.25 | 0.25 | 0.25 | 0.25 | 0.25 | 0.25 | 0.25 | 0.25 | 0.25 | 0.25 | 0.25 | 0.25
IPLHR83063 | R | Industrial | Process Loads | Heat Recovery | Heat Recovery Improvements | IndOther | 10 | 70% | 0.2 | 0.27 | 0.27 | 0.27 | 0.27 | 0.27 | 0.27 | 0.25 | 0.25 | 0.25 | 0.25 | 0.25 | 0.25 | 0.25 | 0.25 | 0.25 | 0.25 | 0.25 | 0.25 | 0.25 | 0.25 | 0.25
IPLHR93063 | L | Industrial | Process Loads | Heat Recovery | Heat Recovery Improvements | IndOther | 10 | 70% | 0.2 | 0.27 | 0.27 | 0.27 | 0.27 | 0.27 | 0.27 | 0.25 | 0.25 | 0.25 | 0.25 | 0.25 | 0.25 | 0.25 | 0.25 | 0.25 | 0.25 | 0.25 | 0.25 | 0.25 | 0.25 | 0.25
IPLPC83064 | R | Industrial | Process Loads | Process Loads System Controls | Process Loads Control Improvements (non-VFD) | IndOther | 5 | 70% | 0.2 | 0.27 | 0.27 | 0.27 | 0.27 | 0.27 | 0.27 | 0.25 | 0.25 | 0.25 | 0.25 | 0.25 | 0.25 | 0.25 | 0.25 | 0.25 | 0.25 | 0.25 | 0.25 | 0.25 | 0.25 | 0.25
IPLPC83065 | R | Industrial | Process Loads | Process Loads System Controls | Process Loads Control Improvements (VFD) | IndOther | 5 | 70% | 0.2 | 0.27 | 0.27 | 0.27 | 0.27 | 0.27 | 0.27 | 0.25 | 0.25 | 0.25 | 0.25 | 0.25 | 0.25 | 0.25 | 0.25 | 0.25 | 0.25 | 0.25 | 0.25 | 0.25 | 0.25 | 0.25
IPLPC93064 | L | Industrial | Process Loads | Process Loads System Controls | Process Loads Control Improvements (non-VFD) | IndOther | 5 | 70% | 0.2 | 0.27 | 0.27 | 0.27 | 0.27 | 0.27 | 0.27 | 0.25 | 0.25 | 0.25 | 0.25 | 0.25 | 0.25 | 0.25 | 0.25 | 0.25 | 0.25 | 0.25 | 0.25 | 0.25 | 0.25 | 0.25
IPLPC93065 | L | Industrial | Process Loads | Process Loads System Controls | Process Loads Control Improvements (VFD) | IndOther | 5 | 70% | 0.2 | 0.27 | 0.27 | 0.27 | 0.27 | 0.27 | 0.27 | 0.25 | 0.25 | 0.25 | 0.25 | 0.25 | 0.25 | 0.25 | 0.25 | 0.25 | 0.25 | 0.25 | 0.25 | 0.25 | 0.25 | 0.25
IPLPF83067 | R | Industrial | Process Loads | Pumps and Fans | Centrifugal Pump System Improvements | IndOther | 10 | 70% | 0.2 | 0.27 | 0.27 | 0.27 | 0.27 | 0.27 | 0.27 | 0.25 | 0.25 | 0.25 | 0.25 | 0.25 | 0.25 | 0.25 | 0.25 | 0.25 | 0.25 | 0.25 | 0.25 | 0.25 | 0.25 | 0.25
IPLPF83068 | R | Industrial | Process Loads | Pumps and Fans | Fan System Improvements | IndOther | 10 | 70% | 0.2 | 0.27 | 0.27 | 0.27 | 0.27 | 0.27 | 0.27 | 0.25 | 0.25 | 0.25 | 0.25 | 0.25 | 0.25 | 0.25 | 0.25 | 0.25 | 0.25 | 0.25 | 0.25 | 0.25 | 0.25 | 0.25
IPLPF83069 | R | Industrial | Process Loads | Pumps and Fans | Pump System Improvements | IndOther | 10 | 70% | 0.2 | 0.27 | 0.27 | 0.27 | 0.27 | 0.27 | 0.27 | 0.25 | 0.25 | 0.25 | 0.25 | 0.25 | 0.25 | 0.25 | 0.25 | 0.25 | 0.25 | 0.25 | 0.25 | 0.25 | 0.25 | 0.25
IPLPF83070 | R | Industrial | Process Loads | Pumps and Fans | Turbine Pump System Improvements | IndOther | 10 | 70% | 0.2 | 0.27 | 0.27 | 0.27 | 0.27 | 0.27 | 0.27 | 0.25 | 0.25 | 0.25 | 0.25 | 0.25 | 0.25 | 0.25 | 0.25 | 0.25 | 0.25 | 0.25 | 0.25 | 0.25 | 0.25 | 0.25
IPLPF83071 | R | Industrial | Process Loads | Pumps and Fans | Vacuum Pump System Improvements | IndOther | 10 | 70% | 0.2 | 0.27 | 0.27 | 0.27 | 0.27 | 0.27 | 0.27 | 0.25 | 0.25 | 0.25 | 0.25 | 0.25 | 0.25 | 0.25 | 0.25 | 0.25 | 0.25 | 0.25 | 0.25 | 0.25 | 0.25 | 0.25
IPLPF83097 | R | Industrial | Process Loads | Pumps and Fans | Blower System Improvements | IndOther | 10 | 70% | 0.2 | 0.27 | 0.27 | 0.27 | 0.27 | 0.27 | 0.27 | 0.25 | 0.25 | 0.25 | 0.25 | 0.25 | 0.25 | 0.25 | 0.25 | 0.25 | 0.25 | 0.25 | 0.25 | 0.25 | 0.25 | 0.25
IPLPF93067 | L | Industrial | Process Loads | Pumps and Fans | Centrifugal Pump System Improvements | IndOther | 10 | 70% | 0.2 | 0.27 | 0.27 | 0.27 | 0.27 | 0.27 | 0.27 | 0.25 | 0.25 | 0.25 | 0.25 | 0.25 | 0.25 | 0.25 | 0.25 | 0.25 | 0.25 | 0.25 | 0.25 | 0.25 | 0.25 | 0.25
IPLPF93068 | L | Industrial | Process Loads | Pumps and Fans | Fan System Improvements | IndOther | 10 | 70% | 0.2 | 0.27 | 0.27 | 0.27 | 0.27 | 0.27 | 0.27 | 0.25 | 0.25 | 0.25 | 0.25 | 0.25 | 0.25 | 0.25 | 0.25 | 0.25 | 0.25 | 0.25 | 0.25 | 0.25 | 0.25 | 0.25
IPLPF93069 | L | Industrial | Process Loads | Pumps and Fans | Pump System Improvements | IndOther | 10 | 70% | 0.2 | 0.27 | 0.27 | 0.27 | 0.27 | 0.27 | 0.27 | 0.25 | 0.25 | 0.25 | 0.25 | 0.25 | 0.25 | 0.25 | 0.25 | 0.25 | 0.25 | 0.25 | 0.25 | 0.25 | 0.25 | 0.25
IPLPF93070 | L | Industrial | Process Loads | Pumps and Fans | Turbine Pump System Improvements | IndOther | 10 | 70% | 0.2 | 0.27 | 0.27 | 0.27 | 0.27 | 0.27 | 0.27 | 0.25 | 0.25 | 0.25 | 0.25 | 0.25 | 0.25 | 0.25 | 0.25 | 0.25 | 0.25 | 0.25 | 0.25 | 0.25 | 0.25 | 0.25
IPLPF93071 | L | Industrial | Process Loads | Pumps and Fans | Vacuum Pump System Improvements | IndOther | 10 | 70% | 0.2 | 0.27 | 0.27 | 0.27 | 0.27 | 0.27 | 0.27 | 0.25 | 0.25 | 0.25 | 0.25 | 0.25 | 0.25 | 0.25 | 0.25 | 0.25 | 0.25 | 0.25 | 0.25 | 0.25 | 0.25 | 0.25
IPLPF93097 | L | Industrial | Process Loads | Pumps and Fans | Blower System Improvements | IndOther | 10 | 70% | 0.2 | 0.27 | 0.27 | 0.27 | 0.27 | 0.27 | 0.27 | 0.25 | 0.25 | 0.25 | 0.25 | 0.25 | 0.25 | 0.25 | 0.25 | 0.25 | 0.25 | 0.25 | 0.25 | 0.25 | 0.25 | 0.25
IPLPL83066 | R | Industrial | Process Loads | Process Loads System Improvements | Interactive Process Loads System Improvements | IndOther | 10 | 70% | 0.2 | 0.27 | 0.27 | 0.27 | 0.27 | 0.27 | 0.27 | 0.25 | 0.25 | 0.25 | 0.25 | 0.25 | 0.25 | 0.25 | 0.25 | 0.25 | 0.25 | 0.25 | 0.25 | 0.25 | 0.25 | 0.25
IPLPL83098 | R | Industrial | Process Loads | Process Loads System Improvements | Extrusion System Improvements | IndOther | 15 | 70% | 0.2 | 0.27 | 0.27 | 0.27 | 0.27 | 0.27 | 0.27 | 0.25 | 0.25 | 0.25 | 0.25 | 0.25 | 0.25 | 0.25 | 0.25 | 0.25 | 0.25 | 0.25 | 0.25 | 0.25 | 0.25 | 0.25
IPLPL93066 | L | Industrial | Process Loads | Process Loads System Improvements | Interactive Process Loads System Improvements | IndOther | 10 | 70% | 0.2 | 0.27 | 0.27 | 0.27 | 0.27 | 0.27 | 0.27 | 0.25 | 0.25 | 0.25 | 0.25 | 0.25 | 0.25 | 0.25 | 0.25 | 0.25 | 0.25 | 0.25 | 0.25 | 0.25 | 0.25 | 0.25
IPLPL93098 | L | Industrial | Process Loads | Process Loads System Improvements | Extrusion System Improvements | IndOther | 15 | 70% | 0.2 | 0.27 | 0.27 | 0.27 | 0.27 | 0.27 | 0.27 | 0.25 | 0.25 | 0.25 | 0.25 | 0.25 | 0.25 | 0.25 | 0.25 | 0.25 | 0.25 | 0.25 | 0.25 | 0.25 | 0.25 | 0.25
IPLWS83072 | R | Industrial | Process Loads | Wastewater System Improvements | Interactive Wastewater System Improvements | IndOther | 10 | 70% | 0.2 | 0.27 | 0.27 | 0.27 | 0.27 | 0.27 | 0.27 | 0.25 | 0.25 | 0.25 | 0.25 | 0.25 | 0.25 | 0.25 | 0.25 | 0.25 | 0.25 | 0.25 | 0.25 | 0.25 | 0.25 | 0.25
IPLWS83116 | R | Industrial | Process Loads | Wastewater System Improvements | Piping and Valves | IndOther | 20 | 70% | 0.12 | 0.27 | 0.27 | 0.27 | 0.25 | 0.25 | 0.25 | 0.35 | 0.35 | 0.35 | 0.35 | 0.35 | 0.35 | 0.35 | 0.35 | 0.35 | 0.35 | 0.35 | 0.35 | 0.35 | 0.35 | 0.35
IPLWS93072 | L | Industrial | Process Loads | Wastewater System Improvements | Interactive Wastewater System Improvements | IndOther | 10 | 70% | 0.2 | 0.27 | 0.27 | 0.27 | 0.27 | 0.27 | 0.27 | 0.25 | 0.25 | 0.25 | 0.25 | 0.25 | 0.25 | 0.25 | 0.25 | 0.25 | 0.25 | 0.25 | 0.25 | 0.25 | 0.25 | 0.25
IPLWS93116 | L | Industrial | Process Loads | Wastewater System Improvements | Piping and Valves | IndOther | 20 | 70% | 0.12 | 0.27 | 0.27 | 0.27 | 0.25 | 0.25 | 0.25 | 0.35 | 0.35 | 0.35 | 0.35 | 0.35 | 0.35 | 0.35 | 0.35 | 0.35 | 0.35 | 0.35 | 0.35 | 0.35 | 0.35 | 0.35
IREHR83073 | R | Industrial | Refrigeration | Heat Recovery | Heat Recovery Improvements | IndOther | 10 | 70% | 0.2 | 0.27 | 0.27 | 0.27 | 0.27 | 0.27 | 0.27 | 0.25 | 0.25 | 0.25 | 0.25 | 0.25 | 0.25 | 0.25 | 0.25 | 0.25 | 0.25 | 0.25 | 0.25 | 0.25 | 0.25 | 0.25
IREHR93073 | L | Industrial | Refrigeration | Heat Recovery | Heat Recovery Improvements | IndOther | 10 | 70% | 0.2 | 0.27 | 0.27 | 0.27 | 0.27 | 0.27 | 0.27 | 0.25 | 0.25 | 0.25 | 0.25 | 0.25 | 0.25 | 0.25 | 0.25 | 0.25 | 0.25 | 0.25 | 0.25 | 0.25 | 0.25 | 0.25
IREPF83075 | R | Industrial | Refrigeration | Pumps and Fans | Condenser Fan System Improvements | IndOther | 10 | 70% | 0.2 | 0.27 | 0.27 | 0.27 | 0.27 | 0.27 | 0.27 | 0.25 | 0.25 | 0.25 | 0.25 | 0.25 | 0.25 | 0.25 | 0.25 | 0.25 | 0.25 | 0.25 | 0.25 | 0.25 | 0.25 | 0.25
IREPF83076 | R | Industrial | Refrigeration | Pumps and Fans | Evaporator Coil Fan System Improvements | IndOther | 10 | 70% | 0.2 | 0.27 | 0.27 | 0.27 | 0.27 | 0.27 | 0.27 | 0.25 | 0.25 | 0.25 | 0.25 | 0.25 | 0.25 | 0.25 | 0.25 | 0.25 | 0.25 | 0.25 | 0.25 | 0.25 | 0.25 | 0.25
IREPF83077 | R | Industrial | Refrigeration | Pumps and Fans | Evaporator Fan System Improvements | IndOther | 10 | 70% | 0.2 | 0.27 | 0.27 | 0.27 | 0.27 | 0.27 | 0.27 | 0.25 | 0.25 | 0.25 | 0.25 | 0.25 | 0.25 | 0.25 | 0.25 | 0.25 | 0.25 | 0.25 | 0.25 | 0.25 | 0.25 | 0.25
IREPF93075 | L | Industrial | Refrigeration | Pumps and Fans | Condenser Fan System Improvements | IndOther | 10 | 70% | 0.2 | 0.27 | 0.27 | 0.27 | 0.27 | 0.27 | 0.27 | 0.25 | 0.25 | 0.25 | 0.25 | 0.25 | 0.25 | 0.25 | 0.25 | 0.25 | 0.25 | 0.25 | 0.25 | 0.25 | 0.25 | 0.25
IREPF93076 | L | Industrial | Refrigeration | Pumps and Fans | Evaporator Coil Fan System Improvements | IndOther | 10 | 70% | 0.2 | 0.27 | 0.27 | 0.27 | 0.27 | 0.27 | 0.27 | 0.25 | 0.25 | 0.25 | 0.25 | 0.25 | 0.25 | 0.25 | 0.25 | 0.25 | 0.25 | 0.25 | 0.25 | 0.25 | 0.25 | 0.25
IREPF93077 | L | Industrial | Refrigeration | Pumps and Fans | Evaporator Fan System Improvements | IndOther | 10 | 70% | 0.2 | 0.27 | 0.27 | 0.27 | 0.27 | 0.27 | 0.27 | 0.25 | 0.25 | 0.25 | 0.25 | 0.25 | 0.25 | 0.25 | 0.25 | 0.25 | 0.25 | 0.25 | 0.25 | 0.25 | 0.25 | 0.25
IREPR83074 | R | Industrial | Refrigeration | Packaged Refrigeration | Packaged Refrigeration System Improvements | IndOther | 15 | 70% | 0.2 | 0.27 | 0.27 | 0.27 | 0.27 | 0.27 | 0.27 | 0.25 | 0.25 | 0.25 | 0.25 | 0.25 | 0.25 | 0.25 | 0.25 | 0.25 | 0.25 | 0.25 | 0.25 | 0.25 | 0.25 | 0.25
IREPR93074 | L | Industrial | Refrigeration | Packaged Refrigeration | Packaged Refrigeration System Improvements | IndOther | 15 | 70% | 0.2 | 0.27 | 0.27 | 0.27 | 0.27 | 0.27 | 0.27 | 0.25 | 0.25 | 0.25 | 0.25 | 0.25 | 0.25 | 0.25 | 0.25 | 0.25 | 0.25 | 0.25 | 0.25 | 0.25 | 0.25 | 0.25
IRERC83078 | R | Industrial | Refrigeration | Refrigeration System Controls | Defrost Control Improvements | IndOther | 5 | 70% | 0.2 | 0.27 | 0.27 | 0.27 | 0.27 | 0.27 | 0.27 | 0.25 | 0.25 | 0.25 | 0.25 | 0.25 | 0.25 | 0.25 | 0.25 | 0.25 | 0.25 | 0.25 | 0.25 | 0.25 | 0.25 | 0.25
IRERC83079 | R | Industrial | Refrigeration | Refrigeration System Controls | Refrigeration Control Improvements (non-VFD) | IndOther | 5 | 70% | 0.2 | 0.27 | 0.27 | 0.27 | 0.27 | 0.27 | 0.27 | 0.25 | 0.25 | 0.25 | 0.25 | 0.25 | 0.25 | 0.25 | 0.25 | 0.25 | 0.25 | 0.25 | 0.25 | 0.25 | 0.25 | 0.25
IRERC83080 | R | Industrial | Refrigeration | Refrigeration System Controls | Refrigeration Control Improvements (VFD) | IndOther | 5 | 70% | 0.2 | 0.27 | 0.27 | 0.27 | 0.27 | 0.27 | 0.27 | 0.25 | 0.25 | 0.25 | 0.25 | 0.25 | 0.25 | 0.25 | 0.25 | 0.25 | 0.25 | 0.25 | 0.25 | 0.25 | 0.25 | 0.25
IRERC93078 | L | Industrial | Refrigeration | Refrigeration System Controls | Defrost Control Improvements | IndOther | 5 | 70% | 0.2 | 0.27 | 0.27 | 0.27 | 0.27 | 0.27 | 0.27 | 0.25 | 0.25 | 0.25 | 0.25 | 0.25 | 0.25 | 0.25 | 0.25 | 0.25 | 0.25 | 0.25 | 0.25 | 0.25 | 0.25 | 0.25
IRERC93079 | L | Industrial | Refrigeration | Refrigeration System Controls | Refrigeration Control Improvements (non-VFD) | IndOther | 5 | 70% | 0.2 | 0.27 | 0.27 | 0.27 | 0.27 | 0.27 | 0.27 | 0.25 | 0.25 | 0.25 | 0.25 | 0.25 | 0.25 | 0.25 | 0.25 | 0.25 | 0.25 | 0.25 | 0.25 | 0.25 | 0.25 | 0.25
IRERC93080 | L | Industrial | Refrigeration | Refrigeration System Controls | Refrigeration Control Improvements (VFD) | IndOther | 5 | 70% | 0.2 | 0.27 | 0.27 | 0.27 | 0.27 | 0.27 | 0.27 | 0.25 | 0.25 | 0.25 | 0.25 | 0.25 | 0.25 | 0.25 | 0.25 | 0.25 | 0.25 | 0.25 | 0.25 | 0.25 | 0.25 | 0.25
IRERI83081 | R | Industrial | Refrigeration | Refrigeration System Improvements | Building Commissioning Improvements | IndOther | 15 | 70% | 0.2 | 0.27 | 0.27 | 0.27 | 0.27 | 0.27 | 0.27 | 0.25 | 0.25 | 0.25 | 0.25 | 0.25 | 0.25 | 0.25 | 0.25 | 0.25 | 0.25 | 0.25 | 0.25 | 0.25 | 0.25 | 0.25
IRERI83082 | R | Industrial | Refrigeration | Refrigeration System Improvements | Chiller Improvements | IndOther | 15 | 70% | 0.2 | 0.27 | 0.27 | 0.27 | 0.27 | 0.27 | 0.27 | 0.25 | 0.25 | 0.25 | 0.25 | 0.25 | 0.25 | 0.25 | 0.25 | 0.25 | 0.25 | 0.25 | 0.25 | 0.25 | 0.25 | 0.25
IRERI83083 | R | Industrial | Refrigeration | Refrigeration System Improvements | Fast Acting Doors | IndOther | 15 | 70% | 0.2 | 0.27 | 0.27 | 0.27 | 0.27 | 0.27 | 0.27 | 0.25 | 0.25 | 0.25 | 0.25 | 0.25 | 0.25 | 0.25 | 0.25 | 0.25 | 0.25 | 0.25 | 0.25 | 0.25 | 0.25 | 0.25
IRERI83084 | R | Industrial | Refrigeration | Refrigeration System Improvements | Insulation | IndOther | 15 | 70% | 0.2 | 0.27 | 0.27 | 0.27 | 0.27 | 0.27 | 0.27 | 0.25 | 0.25 | 0.25 | 0.25 | 0.25 | 0.25 | 0.25 | 0.25 | 0.25 | 0.25 | 0.25 | 0.25 | 0.25 | 0.25 | 0.25
IRERI83085 | R | Industrial | Refrigeration | Refrigeration System Improvements | Interactive Refrigeration System Improvements | IndOther | 10 | 70% | 0.2 | 0.27 | 0.27 | 0.27 | 0.27 | 0.27 | 0.27 | 0.25 | 0.25 | 0.25 | 0.25 | 0.25 | 0.25 | 0.25 | 0.25 | 0.25 | 0.25 | 0.25 | 0.25 | 0.25 | 0.25 | 0.25
IRERI93081 | L | Industrial | Refrigeration | Refrigeration System Improvements | Building Commissioning Improvements | IndOther | 15 | 70% | 0.2 | 0.27 | 0.27 | 0.27 | 0.27 | 0.27 | 0.27 | 0.25 | 0.25 | 0.25 | 0.25 | 0.25 | 0.25 | 0.25 | 0.25 | 0.25 | 0.25 | 0.25 | 0.25 | 0.25 | 0.25 | 0.25
IRERI93082 | L | Industrial | Refrigeration | Refrigeration System Improvements | Chiller Improvements | IndOther | 15 | 70% | 0.2 | 0.27 | 0.27 | 0.27 | 0.27 | 0.27 | 0.27 | 0.25 | 0.25 | 0.25 | 0.25 | 0.25 | 0.25 | 0.25 | 0.25 | 0.25 | 0.25 | 0.25 | 0.25 | 0.25 | 0.25 | 0.25
IRERI93083 | L | Industrial | Refrigeration | Refrigeration System Improvements | Fast Acting Doors | IndOther | 15 | 70% | 0.2 | 0.27 | 0.27 | 0.27 | 0.27 | 0.27 | 0.27 | 0.25 | 0.25 | 0.25 | 0.25 | 0.25 | 0.25 | 0.25 | 0.25 | 0.25 | 0.25 | 0.25 | 0.25 | 0.25 | 0.25 | 0.25
IRERI93084 | L | Industrial | Refrigeration | Refrigeration System Improvements | Insulation | IndOther | 15 | 70% | 0.2 | 0.27 | 0.27 | 0.27 | 0.27 | 0.27 | 0.27 | 0.25 | 0.25 | 0.25 | 0.25 | 0.25 | 0.25 | 0.25 | 0.25 | 0.25 | 0.25 | 0.25 | 0.25 | 0.25 | 0.25 | 0.25
IRERI93085 | L | Industrial | Refrigeration | Refrigeration System Improvements | Interactive Refrigeration System Improvements | IndOther | 10 | 70% | 0.2 | 0.27 | 0.27 | 0.27 | 0.27 | 0.27 | 0.27 | 0.25 | 0.25 | 0.25 | 0.25 | 0.25 | 0.25 | 0.25 | 0.25 | 0.25 | 0.25 | 0.25 | 0.25 | 0.25 | 0.25 | 0.25
IWBWB83092 | R | Industrial | Whole Bldg/Meter Level | Whole Bldg/Meter Level System Improvements | Interactive Whole Bldg/Meter Level System Improvements | IndOther | 10 | 70% | 0.2 | 0.27 | 0.27 | 0.27 | 0.27 | 0.27 | 0.27 | 0.25 | 0.25 | 0.25 | 0.25 | 0.25 | 0.25 | 0.25 | 0.25 | 0.25 | 0.25 | 0.25 | 0.25 | 0.25 | 0.25 | 0.25
IWBWB93092 | L | Industrial | Whole Bldg/Meter Level | Whole Bldg/Meter Level System Improvements | Interactive Whole Bldg/Meter Level System Improvements | IndOther | 10 | 70% | 0.2 | 0.27 | 0.27 | 0.27 | 0.27 | 0.27 | 0.27 | 0.25 | 0.25 | 0.25 | 0.25 | 0.25 | 0.25 | 0.25 | 0.25 | 0.25 | 0.25 | 0.25 | 0.25 | 0.25 | 0.25 | 0.25
IWHHR83086 | R | Industrial | Water Heating | Heat Recovery | Heat Recovery Improvements | IndOther | 10 | 70% | 0.2 | 0.27 | 0.27 | 0.27 | 0.27 | 0.27 | 0.27 | 0.25 | 0.25 | 0.25 | 0.25 | 0.25 | 0.25 | 0.25 | 0.25 | 0.25 | 0.25 | 0.25 | 0.25 | 0.25 | 0.25 | 0.25
IWHHR93086 | L | Industrial | Water Heating | Heat Recovery | Heat Recovery Improvements | IndOther | 10 | 70% | 0.2 | 0.27 | 0.27 | 0.27 | 0.27 | 0.27 | 0.27 | 0.25 | 0.25 | 0.25 | 0.25 | 0.25 | 0.25 | 0.25 | 0.25 | 0.25 | 0.25 | 0.25 | 0.25 | 0.25 | 0.25 | 0.25
IWHPI83087 | R | Industrial | Water Heating | Pipe Insulation | Pipe Insulation | IndOther | 10 | 70% | 0.2 | 0.27 | 0.27 | 0.27 | 0.27 | 0.27 | 0.27 | 0.25 | 0.25 | 0.25 | 0.25 | 0.25 | 0.25 | 0.25 | 0.25 | 0.25 | 0.25 | 0.25 | 0.25 | 0.25 | 0.25 | 0.25
IWHPI93087 | L | Industrial | Water Heating | Pipe Insulation | Pipe Insulation | IndOther | 10 | 70% | 0.2 | 0.27 | 0.27 | 0.27 | 0.27 | 0.27 | 0.27 | 0.25 | 0.25 | 0.25 | 0.25 | 0.25 | 0.25 | 0.25 | 0.25 | 0.25 | 0.25 | 0.25 | 0.25 | 0.25 | 0.25 | 0.25
IWHSE83088 | R | Industrial | Water Heating | System Efficiency Improvements | Insulation | IndOther | 15 | 70% | 0.2 | 0.27 | 0.27 | 0.27 | 0.27 | 0.27 | 0.27 | 0.25 | 0.25 | 0.25 | 0.25 | 0.25 | 0.25 | 0.25 | 0.25 | 0.25 | 0.25 | 0.25 | 0.25 | 0.25 | 0.25 | 0.25
IWHSE93088 | L | Industrial | Water Heating | System Efficiency Improvements | Insulation | IndOther | 15 | 70% | 0.2 | 0.27 | 0.27 | 0.27 | 0.27 | 0.27 | 0.27 | 0.25 | 0.25 | 0.25 | 0.25 | 0.25 | 0.25 | 0.25 | 0.25 | 0.25 | 0.25 | 0.25 | 0.25 | 0.25 | 0.25 | 0.25
IWHWC83089 | R | Industrial | Water Heating | Water Heating Controls | Energy Management Systems/System Controls | IndOther | 10 | 70% | 0.2 | 0.27 | 0.27 | 0.27 | 0.27 | 0.27 | 0.27 | 0.25 | 0.25 | 0.25 | 0.25 | 0.25 | 0.25 | 0.25 | 0.25 | 0.25 | 0.25 | 0.25 | 0.25 | 0.25 | 0.25 | 0.25
IWHWC83090 | R | Industrial | Water Heating | Water Heating Controls | Water Heating Control Improvements (non-VFD) | IndOther | 10 | 70% | 0.2 | 0.27 | 0.27 | 0.27 | 0.27 | 0.27 | 0.27 | 0.25 | 0.25 | 0.25 | 0.25 | 0.25 | 0.25 | 0.25 | 0.25 | 0.25 | 0.25 | 0.25 | 0.25 | 0.25 | 0.25 | 0.25
IWHWC83091 | R | Industrial | Water Heating | Water Heating Controls | Water Heating Control Improvements (VFD) | IndOther | 10 | 70% | 0.2 | 0.27 | 0.27 | 0.27 | 0.27 | 0.27 | 0.27 | 0.25 | 0.25 | 0.25 | 0.25 | 0.25 | 0.25 | 0.25 | 0.25 | 0.25 | 0.25 | 0.25 | 0.25 | 0.25 | 0.25 | 0.25
IWHWC93089 | L | Industrial | Water Heating | Water Heating Controls | Energy Management Systems/System Controls | IndOther | 10 | 70% | 0.2 | 0.27 | 0.27 | 0.27 | 0.27 | 0.27 | 0.27 | 0.25 | 0.25 | 0.25 | 0.25 | 0.25 | 0.25 | 0.25 | 0.25 | 0.25 | 0.25 | 0.25 | 0.25 | 0.25 | 0.25 | 0.25
IWHWC93090 | L | Industrial | Water Heating | Water Heating Controls | Water Heating Control Improvements (non-VFD) | IndOther | 10 | 70% | 0.2 | 0.27 | 0.27 | 0.27 | 0.27 | 0.27 | 0.27 | 0.25 | 0.25 | 0.25 | 0.25 | 0.25 | 0.25 | 0.25 | 0.25 | 0.25 | 0.25 | 0.25 | 0.25 | 0.25 | 0.25 | 0.25
IWHWC93091 | L | Industrial | Water Heating | Water Heating Controls | Water Heating Control Improvements (VFD) | IndOther | 10 | 70% | 0.2 | 0.27 | 0.27 | 0.27 | 0.27 | 0.27 | 0.27 | 0.25 | 0.25 | 0.25 | 0.25 | 0.25 | 0.25 | 0.25 | 0.25 | 0.25 | 0.25 | 0.25 | 0.25 | 0.25 | 0.25 | 0.25
RELPL91001 | L | Residential | Electronics | Plug Load | Clothes Dryers | ResSector | 12 | 70% | NA | NA | NA | NA | NA | NA | NA | NA | NA | NA | NA | NA | NA | NA | NA | NA | NA | 0.27 | 0.27 | 0.27 | 0.27 | 0.27
RHVEN81007 | R | Residential | HVAC | Envelope | Air Sealing | ResSector | 15 | 70% | 0.2 | 0.27 | 0.27 | 0.27 | 0.27 | 0.27 | 0.27 | 0.2 | 0.2 | 0.2 | 0.2 | 0.2 | 0.2 | 0.2 | 0.2 | 0.2 | 0.2 | 0.2 | 0.2 | 0.2 | 0.2 | 0.2
RHVEN81008 | R | Residential | HVAC | Envelope | Insulation | ResSector | 45 | 70% | 0.2 | 0.27 | 0.27 | 0.27 | 0.27 | 0.27 | 0.27 | 0.35 | 0.35 | 0.35 | 0.35 | 0.35 | 0.35 | 0.35 | 0.35 | 0.35 | 0.35 | 0.35 | 0.35 | 0.35 | 0.35 | 0.35
RHVEN91007 | L | Residential | HVAC | Envelope | Air Sealing | ResSector | 15 | 70% | 0.2 | 0.27 | 0.27 | 0.27 | 0.27 | 0.27 | 0.27 | 0.27 | 0.27 | 0.27 | 0.27 | 0.27 | 0.27 | 0.27 | 0.27 | 0.27 | 0.27 | 0.27 | 0.27 | 0.27 | 0.27 | 0.27
RHVEN91008 | L | Residential | HVAC | Envelope | Insulation | ResSector | 45 | 70% | 0.2 | 0.27 | 0.27 | 0.27 | 0.27 | 0.27 | 0.27 | 0.35 | 0.35 | 0.35 | 0.35 | 0.35 | 0.35 | 0.35 | 0.35 | 0.45 | 0.45 | 0.45 | 0.45 | 0.45 | 0.45 | 0.45
RHVEN91009 | L | Residential | HVAC | Envelope | Windows | ResSector | 45 | 70% | 0.2 | 0.27 | 0.27 | 0.27 | 0.27 | 0.27 | 0.27 | 0.35 | 0.35 | 0.35 | 0.35 | 0.35 | 0.35 | 0.35 | 0.35 | 0.45 | 0.45 | 0.45 | 0.45 | 0.45 | 0.45 | 0.45
RHVHR81010 | R | Residential | HVAC | Heat Recovery | Heat Recovery Improvements | ResSector | 10 | 70% | 0.2 | 0.27 | 0.27 | 0.27 | 0.27 | 0.27 | 0.27 | 0.2 | 0.2 | 0.2 | 0.2 | 0.2 | 0.2 | 0.2 | 0.2 | 0.2 | 0.2 | 0.2 | 0.2 | 0.2 | 0.2 | 0.2
RHVHR91010 | L | Residential | HVAC | Heat Recovery | Heat Recovery Improvements | ResSector | 10 | 70% | 0.2 | 0.27 | 0.27 | 0.27 | 0.27 | 0.27 | 0.27 | 0.27 | 0.27 | 0.27 | 0.27 | 0.27 | 0.27 | 0.27 | 0.27 | 0.27 | 0.27 | 0.27 | 0.27 | 0.27 | 0.27 | 0.27
RHVHS81002 | R | Residential | HVAC | HVAC System | Air-Source Heat Pumps w/Duct Sealing | ResSector | 20 | 70% | 0.2 | 0.27 | 0.27 | 0.27 | 0.27 | 0.27 | 0.27 | 0.35 | 0.35 | 0.35 | 0.35 | 0.35 | 0.35 | 0.35 | 0.35 | 0.35 | 0.35 | 0.35 | 0.35 | 0.35 | 0.35 | 0.35
RHVHS81003 | R | Residential | HVAC | HVAC System | Air-Source Heat Pumps w/o Duct Sealing | ResSector | 20 | 70% | 0.2 | 0.27 | 0.27 | 0.27 | 0.27 | 0.27 | 0.27 | 0.35 | 0.35 | 0.35 | 0.35 | 0.35 | 0.35 | 0.35 | 0.35 | 0.35 | 0.35 | 0.35 | 0.35 | 0.35 | 0.35 | 0.35
RHVHS81004 | R | Residential | HVAC | HVAC System | Ground-source Heat Pump | ResSector | 20 | 70% | 0.2 | 0.27 | 0.27 | 0.27 | 0.27 | 0.27 | 0.27 | 0.35 | 0.35 | 0.35 | 0.35 | 0.35 | 0.35 | 0.35 | 0.35 | 0.35 | 0.35 | 0.35 | 0.35 | 0.35 | 0.35 | 0.35
RHVHS81005 | R | Residential | HVAC | HVAC System | Ground-Source Heat Pumps w/ Duct Sealing | ResSector | 20 | 70% | 0.2 | 0.27 | 0.27 | 0.27 | 0.27 | 0.27 | 0.27 | 0.35 | 0.35 | 0.35 | 0.35 | 0.35 | 0.35 | 0.35 | 0.35 | 0.35 | 0.35 | 0.35 | 0.35 | 0.35 | 0.35 | 0.35
RHVHS81006 | R | Residential | HVAC | HVAC System | Ground-Source Heat Pumps w/o Duct Sealing | ResSector | 20 | 70% | 0.2 | 0.27 | 0.27 | 0.27 | 0.27 | 0.27 | 0.27 | 0.35 | 0.35 | 0.35 | 0.35 | 0.35 | 0.35 | 0.35 | 0.35 | 0.35 | 0.35 | 0.35 | 0.35 | 0.35 | 0.35 | 0.35
RHVHS81011 | R | Residential | HVAC | HVAC System | Interactive HVAC System Improvements | ResSector | 20 | 70% | 0.2 | 0.27 | 0.27 | 0.27 | 0.27 | 0.27 | 0.27 | 0.35 | 0.35 | 0.35 | 0.35 | 0.35 | 0.35 | 0.35 | 0.35 | 0.35 | 0.35 | 0.35 | 0.35 | 0.35 | 0.35 | 0.35
RHVHS81012 | R | Residential | HVAC | HVAC System | Variable Speed Heat Pumps w/o Duct Sealing | ResSector | 20 | 70% | 0.2 | 0.27 | 0.27 | 0.27 | 0.27 | 0.27 | 0.27 | 0.35 | 0.35 | 0.35 | 0.35 | 0.35 | 0.35 | 0.35 | 0.35 | 0.35 | 0.35 | 0.35 | 0.35 | 0.35 | 0.35 | 0.35
RHVHS91002 | L | Residential | HVAC | HVAC System | Air-Source Heat Pumps w/Duct Sealing | ResSector | 20 | 70% | 0.2 | 0.27 | 0.27 | 0.27 | 0.27 | 0.27 | 0.27 | 0.35 | 0.35 | 0.35 | 0.35 | 0.35 | 0.35 | 0.35 | 0.35 | 0.35 | 0.35 | 0.35 | 0.35 | 0.35 | 0.35 | 0.35
RHVHS91003 | L | Residential | HVAC | HVAC System | Air-Source Heat Pumps w/o Duct Sealing | ResSector | 20 | 70% | 0.2 | 0.27 | 0.27 | 0.27 | 0.27 | 0.27 | 0.27 | 0.35 | 0.35 | 0.35 | 0.35 | 0.35 | 0.35 | 0.35 | 0.35 | 0.35 | 0.35 | 0.35 | 0.35 | 0.35 | 0.35 | 0.35
RHVHS91004 | L | Residential | HVAC | HVAC System | Ground-source Heat Pump | ResSector | 20 | 70% | 0.2 | 0.27 | 0.27 | 0.27 | 0.27 | 0.27 | 0.27 | 0.35 | 0.35 | 0.35 | 0.35 | 0.35 | 0.35 | 0.35 | 0.35 | 0.35 | 0.35 | 0.35 | 0.35 | 0.35 | 0.35 | 0.35
RHVHS91005 | L | Residential | HVAC | HVAC System | Ground-Source Heat Pumps w/ Duct Sealing | ResSector | 20 | 70% | 0.2 | 0.27 | 0.27 | 0.27 | 0.27 | 0.27 | 0.27 | 0.35 | 0.35 | 0.35 | 0.35 | 0.35 | 0.35 | 0.35 | 0.35 | 0.35 | 0.35 | 0.35 | 0.35 | 0.35 | 0.35 | 0.35
RHVHS91006 | L | Residential | HVAC | HVAC System | Ground-Source Heat Pumps w/o Duct Sealing | ResSector | 20 | 70% | 0.2 | 0.27 | 0.27 | 0.27 | 0.27 | 0.27 | 0.27 | 0.35 | 0.35 | 0.35 | 0.35 | 0.35 | 0.35 | 0.35 | 0.35 | 0.35 | 0.35 | 0.35 | 0.35 | 0.35 | 0.35 | 0.35
RHVHS91011 | L | Residential | HVAC | HVAC System | Interactive HVAC System Improvements | ResSector | 20 | 70% | 0.2 | 0.27 | 0.27 | 0.27 | 0.27 | 0.27 | 0.27 | 0.35 | 0.35 | 0.35 | 0.35 | 0.35 | 0.35 | 0.35 | 0.35 | 0.35 | 0.35 | 0.35 | 0.35 | 0.35 | 0.35 | 0.35
RHVHS91012 | L | Residential | HVAC | HVAC System | Variable Speed Heat Pumps w/o Duct Sealing | ResSector | 20 | 70% | 0.2 | 0.27 | 0.27 | 0.27 | 0.27 | 0.27 | 0.27 | 0.35 | 0.35 | 0.35 | 0.35 | 0.35 | 0.35 | 0.35 | 0.35 | 0.35 | 0.35 | 0.35 | 0.35 | 0.35 | 0.35 | 0.35
RHVHS91013 | L | Residential | HVAC | HVAC System | Ductless Heat Pump | ResSector | 15 | 70% | NA | NA | NA | NA | NA | NA | NA | NA | NA | NA | NA | NA | NA | NA | NA | NA | NA | 0.27 | 0.27 | 0.27 | 0.27 | 0.27
RLILB91001 | L | Residential | Lighting | Lighting | Lamps/Fixtures | ResSector | 12 | 70% | NA | NA | NA | NA | NA | NA | NA | NA | NA | NA | NA | NA | NA | NA | NA | NA | NA | 0.27 | 0.27 | 0.27 | 0.27 | 0.27
RWBWB92123 | L | Residential | Whole Bldg/Meter Level | Whole Bldg/Meter Level System Improvements | New Homes | ResSector | 45 | 70% | NA | NA | NA | NA | NA | NA | NA | 0.35 | 0.35 | 0.35 | 0.35 | 0.35 | 0.35 | 0.35 | 0.35 | 0.45 | 0.45 | 0.45 | 0.45 | 0.45 | 0.45 | 0.45
RWHWH81001 | R | Residential | Water Heating | Water Heaters | Heat Pump Water Heaters | ResSector | 13 | 70% | NA | NA | NA | NA | NA | NA | NA | NA | NA | NA | NA | NA | NA | NA | NA | NA | NA | 0.2 | 0.2 | 0.2 | 0.2 | 0.2
RWHWH91001 | L | Residential | Water Heating | Water Heaters | Heat Pump Water Heaters | ResSector | 13 | 70% | NA | NA | NA | NA | NA | NA | NA | NA | NA | NA | NA | NA | NA | NA | NA | NA | NA | 0.27 | 0.27 | 0.27 | 0.27 | 0.27
RWHWU91001 | L | Residential | Water Heating | Water Using Devices | Clothes Washers | ResSector | 14 | 70% | NA | NA | NA | NA | NA | NA | NA | NA | NA | NA | NA | NA | NA | NA | NA | NA | NA | 0.27 | 0.27 | 0.27 | 0.27 | 0.27
RWHWU91002 | L | Residential | Water Heating | Water Using Devices | Showerheads | ResSector | 10 | 70% | NA | NA | NA | NA | NA | NA | NA | NA | NA | NA | NA | NA | NA | NA | NA | NA | NA | 0.27 | 0.27 | 0.27 | 0.27 | 0.27
UUDCA85001 | R | Utility System Efficiency | Utility Distribution System | Capacitors | Fixed and Switched Shunt Capacitor | SysLoad | 30 | 70% | 0.2 | 0.27 | 0.27 | 0.27 | 0.27 | 0.27 | 0.27 | 0.35 | 0.35 | 0.35 | 0.35 | 0.35 | 0.35 | 0.35 | 0.35 | 0.35 | 0.35 | 0.35 | 0.35 | 0.35 | 0.35 | 0.35
UUDCA95001 | L | Utility System Efficiency | Utility Distribution System | Capacitors | Fixed and Switched Shunt Capacitor | SysLoad | 30 | 70% | 0.2 | 0.27 | 0.27 | 0.27 | 0.27 | 0.27 | 0.27 | 0.35 | 0.25 | 0.25 | 0.25 | 0.25 | 0.25 | 0.25 | 0.25 | 0.25 | 0.25 | 0.25 | 0.25 | 0.25 | 0.35 | 0.35
UUDCN85002 | R | Utility System Efficiency | Utility Distribution System | Conductors | Service Conductor Replacement | SysLoad | 35 | 70% | 0.2 | 0.27 | 0.27 | 0.27 | 0.27 | 0.27 | 0.27 | 0.35 | 0.35 | 0.35 | 0.35 | 0.35 | 0.35 | 0.35 | 0.35 | 0.35 | 0.35 | 0.35 | 0.35 | 0.35 | 0.35 | 0.35
UUDCN95002 | L | Utility System Efficiency | Utility Distribution System | Conductors | Service Conductor Replacement | SysLoad | 35 | 70% | 0.2 | 0.27 | 0.27 | 0.27 | 0.27 | 0.27 | 0.27 | 0.35 | 0.25 | 0.25 | 0.25 | 0.25 | 0.25 | 0.25 | 0.25 | 0.25 | 0.25 | 0.25 | 0.25 | 0.25 | 0.35 | 0.35
UUDIN85003 | R | Utility System Efficiency | Utility Distribution System | Insulators | Insulators | SysLoad | 30 | 70% | 0.2 | 0.27 | 0.27 | 0.27 | 0.27 | 0.27 | 0.27 | 0.35 | 0.35 | 0.35 | 0.35 | 0.35 | 0.35 | 0.35 | 0.35 | 0.35 | 0.35 | 0.35 | 0.35 | 0.35 | 0.35 | 0.35
UUDIN95003 | L | Utility System Efficiency | Utility Distribution System | Insulators | Insulators | SysLoad | 30 | 70% | 0.2 | 0.27 | 0.27 | 0.27 | 0.27 | 0.27 | 0.27 | 0.35 | 0.25 | 0.25 | 0.25 | 0.25 | 0.25 | 0.25 | 0.25 | 0.25 | 0.25 | 0.25 | 0.25 | 0.25 | 0.35 | 0.35
UUDPO85004 | R | Utility System Efficiency | Utility Distribution System | Power Factor Improvements | Operation System Improvements | SysLoad | 30 | 70% | 0.2 | 0.27 | 0.27 | 0.27 | 0.27 | 0.27 | 0.27 | 0.35 | 0.35 | 0.35 | 0.35 | 0.35 | 0.35 | 0.35 | 0.35 | 0.35 | 0.35 | 0.35 | 0.35 | 0.35 | 0.35 | 0.35
UUDPO85005 | R | Utility System Efficiency | Utility Distribution System | Power Factor Improvements | VAR management/Controls | SysLoad | 5 | 70% | 0.2 | 0.27 | 0.27 | 0.27 | 0.27 | 0.27 | 0.27 | 0.25 | 0.25 | 0.25 | 0.25 | 0.25 | 0.25 | 0.25 | 0.25 | 0.25 | 0.25 | 0.25 | 0.25 | 0.25 | 0.25 | 0.25
UUDPO95004 | L | Utility System Efficiency | Utility Distribution System | Power Factor Improvements | Operation System Improvements | SysLoad | 30 | 70% | 0.2 | 0.27 | 0.27 | 0.27 | 0.27 | 0.27 | 0.27 | 0.35 | 0.25 | 0.25 | 0.25 | 0.25 | 0.25 | 0.25 | 0.25 | 0.25 | 0.25 | 0.25 | 0.25 | 0.25 | 0.35 | 0.35
UUDPO95005 | L | Utility System Efficiency | Utility Distribution System | Power Factor Improvements | VAR management/Controls | SysLoad | 5 | 70% | 0.2 | 0.27 | 0.27 | 0.27 | 0.27 | 0.27 | 0.27 | 0.25 | 0.25 | 0.25 | 0.25 | 0.25 | 0.25 | 0.25 | 0.25 | 0.25 | 0.25 | 0.25 | 0.25 | 0.25 | 0.25 | 0.25
UUDTR85006 | R | Utility System Efficiency | Utility Distribution System | Transformers | Transformer Load Management | SysLoad | 30 | 70% | 0.2 | 0.27 | 0.27 | 0.27 | 0.27 | 0.27 | 0.27 | 0.35 | 0.35 | 0.35 | 0.35 | 0.35 | 0.35 | 0.35 | 0.35 | 0.35 | 0.35 | 0.35 | 0.35 | 0.35 | 0.35 | 0.35
UUDTR85007 | R | Utility System Efficiency | Utility Distribution System | Transformers | Transformers (NEMA TP-1 or Higher) | SysLoad | 30 | 70% | 0.2 | 0.27 | 0.27 | 0.27 | 0.27 | 0.27 | 0.27 | 0.35 | 0.35 | 0.35 | 0.35 | 0.35 | 0.35 | 0.35 | 0.35 | 0.35 | 0.35 | 0.35 | 0.35 | 0.35 | 0.35 | 0.35
UUDTR95006 | L | Utility System Efficiency | Utility Distribution System | Transformers | Transformer Load Management | SysLoad | 30 | 70% | 0.2 | 0.27 | 0.27 | 0.27 | 0.27 | 0.27 | 0.27 | 0.35 | 0.25 | 0.25 | 0.25 | 0.25 | 0.25 | 0.25 | 0.25 | 0.25 | 0.25 | 0.25 | 0.25 | 0.25 | 0.35 | 0.35
UUDTR95007 | L | Utility System Efficiency | Utility Distribution System | Transformers | Transformers (NEMA TP-1 or Higher) | SysLoad | 30 | 70% | 0.2 | 0.27 | 0.27 | 0.27 | 0.27 | 0.27 | 0.27 | 0.35 | 0.25 | 0.25 | 0.25 | 0.25 | 0.25 | 0.25 | 0.25 | 0.25 | 0.25 | 0.25 | 0.25 | 0.25 | 0.35 | 0.35
UUDUS85008 | R | Utility System Efficiency | Utility Distribution System | Utility Station Service Loads | Utility Remote Feedback | SysLoad | 30 | 70% | 0.2 | 0.27 | 0.27 | 0.27 | 0.27 | 0.27 | 0.27 | 0.35 | 0.35 | 0.35 | 0.35 | 0.35 | 0.35 | 0.35 | 0.35 | 0.35 | 0.35 | 0.35 | 0.35 | 0.35 | 0.35 | 0.35
UUDUS85009 | R | Utility System Efficiency | Utility Distribution System | Utility Station Service Loads | Utility Service Connection Standards | SysLoad | 30 | 70% | 0.2 | 0.27 | 0.27 | 0.27 | 0.27 | 0.27 | 0.27 | 0.35 | 0.35 | 0.35 | 0.35 | 0.35 | 0.35 | 0.35 | 0.35 | 0.35 | 0.35 | 0.35 | 0.35 | 0.35 | 0.35 | 0.35
UUDUS95008 | L | Utility System Efficiency | Utility Distribution System | Utility Station Service Loads | Utility Remote Feedback | SysLoad | 30 | 70% | 0.2 | 0.27 | 0.27 | 0.27 | 0.27 | 0.27 | 0.27 | 0.35 | 0.25 | 0.25 | 0.25 | 0.25 | 0.25 | 0.25 | 0.25 | 0.25 | 0.25 | 0.25 | 0.25 | 0.25 | 0.35 | 0.35
UUDUS95009 | L | Utility System Efficiency | Utility Distribution System | Utility Station Service Loads | Utility Service Connection Standards | SysLoad | 30 | 70% | 0.2 | 0.27 | 0.27 | 0.27 | 0.27 | 0.27 | 0.27 | 0.35 | 0.25 | 0.25 | 0.25 | 0.25 | 0.25 | 0.25 | 0.25 | 0.25 | 0.25 | 0.25 | 0.25 | 0.25 | 0.35 | 0.35
UUGUS85010 | R | Utility System Efficiency | Utility Generation System | Utility Station Service Loads | Service Station System Improvements | SysLoad | 35 | 70% | 0.2 | 0.27 | 0.27 | 0.27 | 0.27 | 0.27 | 0.27 | 0.35 | 0.35 | 0.35 | 0.35 | 0.35 | 0.35 | 0.35 | 0.35 | 0.35 | 0.35 | 0.35 | 0.35 | 0.35 | 0.35 | 0.35
UUGUS95010 | L | Utility System Efficiency | Utility Generation System | Utility Station Service Loads | Service Station System Improvements | SysLoad | 35 | 70% | 0.2 | 0.27 | 0.27 | 0.27 | 0.27 | 0.27 | 0.27 | 0.35 | 0.25 | 0.25 | 0.25 | 0.25 | 0.25 | 0.25 | 0.25 | 0.25 | 0.25 | 0.25 | 0.25 | 0.25 | 0.35 | 0.35
UUTCA85012 | R | Utility System Efficiency | Utility Transmission System | Capacitors | Fixed and Switched Shunt Capacitor | SysLoad | 30 | 70% | 0.2 | 0.27 | 0.27 | 0.27 | 0.27 | 0.27 | 0.27 | 0.35 | 0.35 | 0.35 | 0.35 | 0.35 | 0.35 | 0.35 | 0.35 | 0.35 | 0.35 | 0.35 | 0.35 | 0.35 | 0.35 | 0.35
UUTCA95012 | L | Utility System Efficiency | Utility Transmission System | Capacitors | Fixed and Switched Shunt Capacitor | SysLoad | 30 | 70% | 0.2 | 0.27 | 0.27 | 0.27 | 0.27 | 0.27 | 0.27 | 0.35 | 0.25 | 0.25 | 0.25 | 0.25 | 0.25 | 0.25 | 0.25 | 0.25 | 0.25 | 0.25 | 0.25 | 0.25 | 0.35 | 0.35
UUTCN85013 | R | Utility System Efficiency | Utility Transmission System | Conductors | Service Conductor Replacement | SysLoad | 35 | 70% | 0.2 | 0.27 | 0.27 | 0.27 | 0.27 | 0.27 | 0.27 | 0.35 | 0.35 | 0.35 | 0.35 | 0.35 | 0.35 | 0.35 | 0.35 | 0.35 | 0.35 | 0.35 | 0.35 | 0.35 | 0.35 | 0.35
UUTCN95013 | L | Utility System Efficiency | Utility Transmission System | Conductors | Service Conductor Replacement | SysLoad | 35 | 70% | 0.2 | 0.27 | 0.27 | 0.27 | 0.27 | 0.27 | 0.27 | 0.35 | 0.25 | 0.25 | 0.25 | 0.25 | 0.25 | 0.25 | 0.25 | 0.25 | 0.25 | 0.25 | 0.25 | 0.25 | 0.35 | 0.35
UUTIN85014 | R | Utility System Efficiency | Utility Transmission System | Insulators | Fixed and Switched Shunt Capacitor | SysLoad | 30 | 70% | 0.2 | 0.27 | 0.27 | 0.27 | 0.27 | 0.27 | 0.27 | 0.35 | 0.35 | 0.35 | 0.35 | 0.35 | 0.35 | 0.35 | 0.35 | 0.35 | 0.35 | 0.35 | 0.35 | 0.35 | 0.35 | 0.35
UUTIN95014 | L | Utility System Efficiency | Utility Transmission System | Insulators | Fixed and Switched Shunt Capacitor | SysLoad | 30 | 70% | 0.2 | 0.27 | 0.27 | 0.27 | 0.27 | 0.27 | 0.27 | 0.35 | 0.25 | 0.25 | 0.25 | 0.25 | 0.25 | 0.25 | 0.25 | 0.25 | 0.25 | 0.25 | 0.25 | 0.25 | 0.35 | 0.35
UUTOP85011 | R | Utility System Efficiency | Utility Transmission System | Operation | Fixed and Switched Shunt Capacitor | SysLoad | 30 | 70% | 0.2 | 0.27 | 0.27 | 0.27 | 0.27 | 0.27 | 0.27 | 0.35 | 0.35 | 0.35 | 0.35 | 0.35 | 0.35 | 0.35 | 0.35 | 0.35 | 0.35 | 0.35 | 0.35 | 0.35 | 0.35 | 0.35
UUTOP95011 | L | Utility System Efficiency | Utility Transmission System | Operation | Fixed and Switched Shunt Capacitor | SysLoad | 30 | 70% | 0.2 | 0.27 | 0.27 | 0.27 | 0.27 | 0.27 | 0.27 | 0.35 | 0.25 | 0.25 | 0.25 | 0.25 | 0.25 | 0.25 | 0.25 | 0.25 | 0.25 | 0.25 | 0.25 | 0.25 | 0.35 | 0.35
UUTPO85015 | R | Utility System Efficiency | Utility Transmission System | Power Factor Improvements | VAR management/Controls | SysLoad | 5 | 70% | 0.2 | 0.27 | 0.27 | 0.27 | 0.27 | 0.27 | 0.27 | 0.25 | 0.25 | 0.25 | 0.25 | 0.25 | 0.25 | 0.25 | 0.25 | 0.25 | 0.25 | 0.25 | 0.25 | 0.25 | 0.25 | 0.25
UUTPO95015 | L | Utility System Efficiency | Utility Transmission System | Power Factor Improvements | VAR management/Controls | SysLoad | 5 | 70% | 0.2 | 0.27 | 0.27 | 0.27 | 0.27 | 0.27 | 0.27 | 0.25 | 0.25 | 0.25 | 0.25 | 0.25 | 0.25 | 0.25 | 0.25 | 0.25 | 0.25 | 0.25 | 0.25 | 0.25 | 0.25 | 0.25
UUTTR85016 | R | Utility System Efficiency | Utility Transmission System | Transformers | Transformer Load Management | SysLoad | 30 | 70% | 0.2 | 0.27 | 0.27 | 0.27 | 0.27 | 0.27 | 0.27 | 0.35 | 0.35 | 0.35 | 0.35 | 0.35 | 0.35 | 0.35 | 0.35 | 0.35 | 0.35 | 0.35 | 0.35 | 0.35 | 0.35 | 0.35
UUTTR85017 | R | Utility System Efficiency | Utility Transmission System | Transformers | Transformers (NEMA TP-1 or Higher) | SysLoad | 30 | 70% | 0.2 | 0.27 | 0.27 | 0.27 | 0.27 | 0.27 | 0.27 | 0.35 | 0.35 | 0.35 | 0.35 | 0.35 | 0.35 | 0.35 | 0.35 | 0.35 | 0.35 | 0.35 | 0.35 | 0.35 | 0.35 | 0.35
UUTTR95016 | L | Utility System Efficiency | Utility Transmission System | Transformers | Transformer Load Management | SysLoad | 30 | 70% | 0.2 | 0.27 | 0.27 | 0.27 | 0.27 | 0.27 | 0.27 | 0.35 | 0.25 | 0.25 | 0.25 | 0.25 | 0.25 | 0.25 | 0.25 | 0.25 | 0.25 | 0.25 | 0.25 | 0.25 | 0.35 | 0.35
UUTTR95017 | L | Utility System Efficiency | Utility Transmission System | Transformers | Transformers (NEMA TP-1 or Higher) | SysLoad | 30 | 70% | 0.2 | 0.27 | 0.27 | 0.27 | 0.27 | 0.27 | 0.27 | 0.35 | 0.25 | 0.25 | 0.25 | 0.25 | 0.25 | 0.25 | 0.25 | 0.25 | 0.25 | 0.25 | 0.25 | 0.25 | 0.35 | 0.35
UUTVM85018 | R | Utility System Efficiency | Utility Transmission System | Voltage Management | Conservation Voltage Reduction (CVR) | SysLoad | 10 | 70% | 0.2 | 0.27 | 0.27 | 0.27 | 0.27 | 0.27 | 0.27 | 0.25 | 0.25 | 0.25 | 0.25 | 0.25 | 0.25 | 0.25 | 0.25 | 0.25 | 0.25 | 0.25 | 0.25 | 0.25 | 0.25 | 0.25
UUTVM95018 | L | Utility System Efficiency | Utility Transmission System | Voltage Management | Conservation Voltage Reduction (CVR) | SysLoad | 10 | 70% | 0.2 | 0.27 | 0.27 | 0.27 | 0.27 | 0.27 | 0.27 | 0.25 | 0.25 | 0.25 | 0.25 | 0.25 | 0.25 | 0.25 | 0.25 | 0.25 | 0.25 | 0.25 | 0.25 | 0.25 | 0.25 | 0.25

## ProjectUpload (hidden)
Facility Street Address | Facility City | Facility State | Facility ZIP | Building Name(s) | Primary Building Use | Secondary Building Use | Federal? (Yes/No) | Utility-Assigned Project ID | Proposal Submission Date | Estimated Project Start Date (MM/DD/YYYY) | TSP Number | Associated EPM Name | Brief Project Summary (1-3 sentences) | Utility Retail Rate (cents/kWh) | Unique Site ID | Third Party Contract Number | Audit Tracking Number | Container Name | COTR Approval Date (Proposal) | Approved By (COTR name) (Proposal) | Engineering Technical Review provided by: (Proposal) | Completion Report Date Submitted (MM/DD/YYYY) | Actual Project Start Date | Date Measure(s) Installed | Completion Report Submitted by | Company Name | Company Mailing Address | Company City | Company State | Company ZIP | Project Contact Name (employee at Facility) | Project Contact Job Title | Project Contact Phone Number | Project Contact Email | Project Name | Account (BES) Number | BPA Assigned Project ID | M&V Completion Date | Project Sector | Percentage EEI Funding | Percentage LPF Funding | Percentage of Funds Not Requested from BPA | Total Project Payment to End User ($) | Reimbursement already paid by progress payments | Adjusted Maximum Project BPA Reimbursement | Total Requested BPA Reimbursement | Requested Project BPA Reimbursment - EEI ($) | Requested Project BPA Reimbursment - LPF ($) | Were Engineering Calculations with Verification used? | Completion Report COTR Approval Date | Completion Report Approved By: | Completion Report Engineering Technical Review provided by: | Estimated Project TRC Ratio | Actual Total Project Savings - Site (kWh) | Actual Total Project Savings - Busbar (kWh) | Actual Project EEI Funded Savings | Actual Project LPF Funded Savings | Actual Project Self-Funded Savings | Actual Sum of Project Benefits | Actual Sum of Project Costs | Actual Sum of Total Project Costs | Actual Project TRC Ratio | Estimated Project Simple Payback (Years) | Actual Project Simple Payback (Years) | 70% of Project Cost Cap | Sum of Measure-Level Reimbursement | Maximum Project BPA Reimbursement | Non-Reportable Savings | Lighting Wattage Reduction (%) | Process Type | Version | Construction Type | Porfolio TRC | M&V Protocol Utilized | Percentage LPP Funding | Requested Project BPA Reimbursment - LPP ($) | Actual Project LPP Funded Savings | Self-funding Allocated kWh % | Outreach Engineer
[14 empty] | 0 | [22 empty] | BPA Input Required |  |  | 0 | 0 | 0 | 0 | 0 |  | 0 | 0 | 0 | No |  |  |  | 0 | 0 | 0 | 0 | 0 | 0 | 0 | 0 | 0 | 0 | 0 | 0 | 0 | 0 | 0 |  |  |  | 5.14 |  |  | 0 | 0 | 0 | 0 | 0
`
Note on AX1: Danielle Gidding: with version 2.0 - this field becomes optional - only needed if proposal is completed
Note on BV1: Danielle Gidding: O2 field - NA for O1 but in upload tab for consistancy between 2 calcs
Note on BW1: Danielle Gidding: new column for V2..0

## change log (hidden)
Date | Change | By | Version | New Version?
2013-03-27 | Updated measure list with new ag and commercial measures | Gidding | 1.2 | Yes
2013-03-27 | LPF cell defaulted to 'no' | Gidding | 1.2 | Yes
2013-03-27 | updated de-energization measure load shape to HVAC | Gidding | 1.2 | Yes
2013-03-27 | added 'non-energy benefits and O&M changes to savings description box | Gidding | 1.2 | Yes
2013-04-02 | switched engineer approval date and name to match with COTR order | Gidding | 1.2 | Yes
2013-04-07 | changed LPF forumla that if LPF = yes, then EEI % is NA and LPF is required field | Gidding | 1.2 | Yes
2013-04-07 | removed 'annual from cell W7 on measure input tab | Gidding | 1.2 | Yes
2013-04-07 | added errors for engineer approval date of proposal and completion report before propsal submission date. Added COTR flag for completion report | Gidding | 1.2 | Yes
2013-09-18 | added error to flag cell D4 on completion report - error if date entered is not in correct date format | Gidding | 1.3 | Yes
2013-09-18 | added error flag for cell D147 on completion report - error if information entered is not a date | Gidding | 1.3 | Yes
2013-12-19 | added new industrial refnos - IPLP83097 and IPLP93097 | Gidding | 1.3 | No
2014-01-09 | removed start date rules on proposal tab (row 33 error deleted and row hidden). Removed error flag (row 42) on project summary - "submission must be prior to start date" | Gidding | 1.4 | Yes
2014-07-14 | corrected new construction commercial incentives from $.20 to $.27/kWh - HVAC measures starting 10/1/2008 | Gidding | 2 | No
2014-08-18 | added new lighting refnos (16 of them) | Gidding | 2.1 | Yes
2014-08-18 | corrected self funding 'required' field in completion report | Gidding | 2.1 | Yes
2014-10-20 | added energy management measures (1 year measure life) for commercial pilot | Walker | 2.1 | No
2014-12-30 | corrected cell D44 on completion report - was caculating self funding percentage incorrectly when utilities were entering dollar amount for funding calculations | Walker | 2.2 | Yes
2015-01-13 | Added Non-Res Lighting Measures to Ag/Industrial; corrected TAPs | Manthey | 2.2 | No
2015-03-13 | added a measure specifically for data center Uninteruptible Power Supply (UPS); created both a 5 year measure life one and a 12 year measure life one to reflect the size of the data center | Manthey | 2.2 | no
2015-03-25 | Added referece to project savings and costs to the proposal and completion report sections, as requested by engineering team | Walker | 2.2 | No
2015-06-12 | Updated calculator for LPP: The columns no longer effective are AP, AW and BF (I have deleted the formula in the cell and greyed them out). The new columns are: - BX – Percentage LLP Funding - BY – Requested Project BPA Reimbursement – LLP ($) - BZ – Actual Project LPP Funded Savings I have also removed the error on the project summary tab. | Walker | 3 | Yes
2015-08-17 | a second row was added to the project upload tab. This 2nd row captures the LPP savings and funding amounts. The top row now only captures BPA and self funded savings and funding. | Walker | 3 | no
2015-09-18 | incentive rate for commercial lighting new construction was set at 27 cents, should be 18 cents. Made correction | Walker | 3 | no
2015-10-13 | incorrect incentive rates for some industrial retrofit measures were found (motors, refrigeration, process loads and water heating end uses). Incentives were corrected to 25 cents/kWh | Walker | 3.1 | yes
2015-10-26 | incorrect incentive rates for some lost opp measures were found across various sectors. | Walker | 3.1 | no
2016-01-07 | new LPP row in project upload tab was double counting savings, costs. Added if statement off of LPP question on proposal tab so that only 1 row shows up at a time for savings and cost | Walker | 3.2 | yes
2016-01-08 | cell D14 on completion report not rounding and was causing difference when cells D22-D24 were manually entered with cost info. D14 now rounds to 2nd decimal place | Walker | 3.2 | no
2016-01-08 | incorrect formula in cell H88 on completion report, completed formula | Walker | 3.2 | no
2016-05-18 | For M&V Completion Date ((line 6 of Project Summary) changed data validation to less than Date Submitted (D4) For BPA-Assigned Project ID (line 157 of Project Summary) changed reference to : =IF(ISBLANK('Project Information'!D38),"Required - Missing",'Project Information'!D38) from =IF(ISBLANK('Project Information'!D38),"",'Project Information'!D38) For Estimated Project Start Date (line 7 of Proposal) changed data validation to any valid date For Eligibility Criteria Checklist (line 140 of Proposal) changed Question 1: “This project does not result in fuel switching.” to “This project does not result in fuel switching (Yes=True).” For Eligibility Criteria Checklist (line 156 of Completion Report) changed Question 1: “This project does not result in fuel switching.” to “This project does not result in fuel switching (Yes=True).” Line 215 of Completion Report changed heading COMPLIANCE REVIEW – CPP to COMPLIANCE REVIEW – CR Line 224 of Project Summary – added data validation for Date as “Must = Today()”. Line 146 of Completion Report – changed “CR Percentage of Funds Not Requested from BPA” (cell F146) from “=D19” to “='Project Summary'!C10”. This matches the way the Proposal column is handled (getting the % from the project Summary tab). Line 146 of Completion Report – changed “CR Percentage LPP Funding (cell F145) from “=D18” to “='Project Summary'!C9”. This matches the way the Proposal column is handled. Line 22 “Requested BPA Reimbursement - EEI ($)” on Completion Report – added data validation that the amount entered must be less than or equal to the Total Available BPA Reimbursement (Line 14). | Olson | 3.2 | no
6/272016 | Measure Upload for rows with data, display zeros for numeric fields instad of blanks. For Measure Upload and Project Upload remove percentage signs. | Olson | 4 | Yes
2016-08-04 | Updated Measure List | Olson | 4 | No
2016-09-15 | Updated Measure List | Olson | 4 | No
2016-09-29 | Changed date validation inProposal input cells D3, D7, D206,. Completion Report D224 | Olson | 4 | No
2018-08-30 | Corrected funding calc cell references in Project Summary B14 | Mabee | 4.13 | Yes
2018-08-30 | Updated Measure List and corrected misspellings | Mabee | 4.13 | No
2018-08-30 | Updated date validations and errors on Proposal and Completion Report tabs | Mabee | 4.13 | No
2018-08-30 | Removed future Measure List dates--they create errors | Mabee | 4.13 | No
2018-08-30 | Updated wording in CPP Row 25 and CR Row 30 | Mabee | 4.13 | No
2018-09-11 | Corrected spelling errors in Proposal tab error messages | Mabee | 4.13 | No
2019-10-01 | Updated payment values and updated table range in formulas referencing it | Mabee | 5 | Yes
2019-10-01 | Added "Residential" to primary buidling type | Mabee | 5 | Yes
2020-01-17 | Changed reimbursement rate calculation method: - Proposal tab COTR review date sets the rate if there is a proposal indicated - Proposal tab start date provides a draft rate until COTR review is completed - Completion Report start date sets the rate if there is no proposal | Mabee | 5.1 | Yes
2020-09-15 | Small Updates - Fixed some missing headers in the QC/Review sections of the Proposal tab - formatted zip code fields to include leading zeroes, include in upload tabs - Added validation to Utility Retail rate to ensure only numbers are able to get entered | Mabee | 5.12 | Yes
2021-03-29 | Payment Updates - updated payment rates and added measures | Mabee | 5.13 | Yes
2022-04-01 | Payment Updates - updated payment rates | Mabee | 5.14 | Yes
2022-04-01 | Adjusted B/C ratio warning logic in Project Summary tab to align with new utility sector thresholds | Mabee | 5.14 | Yes

## MeasureUpload (hidden)
Measure RefNo | Measure Name | Estimated Measure Cost ($) | Actual Measure Cost ($) | Estimated Measure SITE Savings (kWh) | Actual Measure SITE Savings (kWh) | Estimated Annual Measure Non-Energy Benefits ($/Year) | Actual Annual Measure Non-Energy Benefits ($/Year) | Estimated Annual Measure O&M Change ($/Year) | Actual Annual Measure O&M Change ($/Year) | Measure Based Eligible Reimbursement Rate ($/kWh) | Estimated Measure B/C Ratio | Estimated Measure Calculated Reimbursement ($) | Estimated Measure Busbar kWh Savings | Estimated Measure Present Value of Energy Savings | Estimated Measure Present Value of Non-Energy Benefits | Estimated Measure Present Value of O&M Change | Estimated Measure Total Present Value of Benefits | Estimated Measure Total Costs | Actual Measure B/C Ratio | Calculated Measure Reimbursement ($) | Actual Measure Busbar kWh Savings | Present Value of Measure Energy Savings | Present Value of Measure Non-Energy Benefits | Present Value of Measure O&M Change | Actual Measure Total Present Value of Benefits | Actual Measure Total Costs | BPA Assigned Project ID | Utility-Assigned Project ID (Previously entered into the Project Proposal tab)

## Drop Downs (hidden)
|  | #N/A | [9 empty] | Busbar savings | 1.0906
Account_Name | Description | BES_Number | Building Type | Secondary Building use | Federal | Funding Source | Project Type | State | Eligibility Criteria | Self Funding | Progress Payments | Discount Rate | 5% | Process Type | New Construction or Major Renovation | All States | M&V Protocols
ALBION | City of Albion | 10055 | Residential | Anchor Retail | Yes | EEI | Commercial | CA |  | 0% |  | Cost Cap | 70% |  |  | CA
ALDER | Alder Mutual Light Company | 10005 | Large Office (>50,000 sq ft) | Assembly | No | Self Funded | Industrial | ID | Yes | 1% | Yes |  |  | Chemical Processing | Retrofit | ID | End-Use Metering Absent Baseline Measurement
ASHLAND | City of Ashland | 10057 | Medium Office (5,000 - 50,000 sq ft) | Big Box Retail |  | Partial Self-Funding | Agricultural | MT | No | 2% | No |  |  | Cold Storage | New Construction | MT | Existing Building Commissioning
ASOTIN PUD | Public Utility District No. 1 of Asotin County | 10015 | Small Office (<5,000 sq ft) | High End Retail |  | Large Project Fund | Residential | OR |  | 3% |  |  |  | Data Center | Major Renovation | OR | Verification by Energy Modeling
BANDON | City of Bandon | 10059 | Extra Large Retail (>100,000 sq ft) | Hospital |  | Non-Reportable | Utility System Efficiency | UT |  | 4% |  |  |  | Food Processing |  | UT | Engineering Calculations with Verification
BANGOR | USN Bangor | 10409 | Large Retail (50,000 - 100,000 sq ft) | K-12 School |  |  |  | WA |  | 5% |  |  |  | Generic Plant with One Shift |  | WA | Verification by Energy Use Indexing
BENTON CO. PUD #1 | Public Utility District No. 1 of Benton County | 10024 | Medium Retail (5,000 - 50,000 sq ft) | Large Office |  |  |  | WY |  | 6% |  |  |  | Generic Plant with Three Shifts |  | WY | Verification by Equipment or End-Use Metering
BENTON REA | Benton Rural Electric Association | 10025 | Small Retail (<5,000 sq ft) | Lodging | [5 empty] | 7% |  |  |  | Generic Plant with Two Shifts |  | AL
BIG BEND ELECTRIC COOP. | Big Bend Electric Cooperative | 10027 | School K-12 | Medium Office | [5 empty] | 8% |  |  |  | Lumber and Wood Products |  | AK
BLACHLY-LANE ELECTRIC COOP | Blachly-Lane Electric Cooperative | 10029 | University | MiniMart | [5 empty] | 9% |  |  |  | Mining |  | AZ
BLAINE | City of Blaine | 10061 | Warehouse | Multifamily | [5 empty] | 10% |  |  |  | Municipal Water |  | AR
BONNERS FERRY | City of Bonners Ferry | 10062 | Supermarket (>5,000 sq ft) | Non building measure | [5 empty] | 11% |  |  |  | All Non-DSI Industrial |  | CO
BREMERTON | USN Bremerton | 10326 | MiniMart (<5,000 sq ft) | Other | [5 empty] | 12% |  |  |  | Non-DSI Primary Metals |  | CT
BURLEY | City of Burley | 10064 | Restaurant | OtherHealth | [5 empty] | 13% |  |  |  | Petroleum Refining |  | DE
CANBY | Canby Utility Board | 10044 | Lodging | Restaurant | [5 empty] | 14% |  |  |  | Primary Aluminum Smelting |  | FL
CASCADE LOCKS | City of Cascade Locks | 10065 | Hospital | Small Box Retail | [5 empty] | 15% |  |  |  | Pulp and Paper |  | GA
CENTRAL ELECTRIC COOP. | Central Electric Cooperative, Inc. | 10046 | Residential Care | Small Office | [5 empty] | 16% |  |  |  | Transportation |  | HI
CENTRAL LINCOLN PUD | Central Lincoln People's Utility District | 10047 | Assembly | Supermarket | [5 empty] | 17% |  |  |  | Waste Water |  | IL
CENTRALIA | City of Centralia | 10066 | Multifamily | University | [5 empty] | 18% | [5 empty] | IN
CHELAN CO. PUD #1 | Chelan Co. PUD #1 | 10050 | Industrial Facility | Warehouse | [5 empty] | 19% | [5 empty] | IA
CHENEY | City of Cheney | 10067 | Dairy | Winery | [5 empty] | 20% | [5 empty] | KS
CHEWELAH | City of Chewelah | 10068 | Potato/Onion Shed | [6 empty] | 21% | [5 empty] | KY
CLALLAM CO. PUD #1 | Public Utility District No. 1 of Clallam County | 10101 | Non building measure | [6 empty] | 22% | [5 empty] | LA
CLARK CO. PUD #1 | Clark Public Utilities | 10103 | Non building measure (Motors) | [6 empty] | 23% | [5 empty] | ME
CLATSKANIE PUD | Clatskanie People's Utility District | 10105 | Other | [6 empty] | 24% | [5 empty] | MD
CLEARWATER POWER CO. | Clearwater Power Company | 10106 | [7 empty] | 25% | [5 empty] | MA
COLUMBIA BASIN COOP. | Columbia Basin Electric Cooperative, Inc. | 10109 | [7 empty] | 26% | [5 empty] | MI
COLUMBIA POWER COOP. | Columbia Power Cooperative Association | 10111 | [7 empty] | 27% | [5 empty] | MN
COLUMBIA REA | Columbia Rural Electric Association | 10113 | [7 empty] | 28% | [5 empty] | MS
COLUMBIA RIVER PUD | Columbia River People's Utility District | 10112 | [7 empty] | 29% | [5 empty] | MO
CONSOLIDATED IRRIGATION DISTRICT #19 | Consolidated Irrigation District No. 19 | 10116 | [7 empty] | 30% | [5 empty] | NE
CONSUMERS POWER, INC. | Consumers Power, Inc. | 10118 | [7 empty] | 31% | [5 empty] | NV
COOS-CURRY ELECTRIC COOP. | Coos-Curry Electric Cooperative, Inc. | 10121 | [7 empty] | 32% | [5 empty] | NH
COULEE DAM | Town of Coulee Dam | 10378 | [7 empty] | 33% | [5 empty] | NJ
COWLITZ CO. PUD #1 | Public Utility District No. 1 of Cowlitz County | 10123 | [7 empty] | 34% | [5 empty] | NM
DECLO | City of Declo | 10070 | [7 empty] | 35% | [5 empty] | NY
DOUGLAS CO. PUD #1 | DOUGLAS CO. PUD #1 | 10135 | [7 empty] | 36% | [5 empty] | NC
DOUGLAS ELECTRIC COOP. | Douglas Electric Cooperative, Inc. | 10136 | [7 empty] | 37% | [5 empty] | ND
DRAIN | City of Drain | 10071 | [7 empty] | 38% | [5 empty] | OH
EAST END | East End Mutual Electric Company, LTD | 10142 | [7 empty] | 39% | [5 empty] | OK
EATONVILLE | Town of Eatonville | 10144 | [7 empty] | 40% | [5 empty] | PA
ELLENSBURG | City of Ellensburg | 10072 | [7 empty] | 41% | [5 empty] | RI
ELMHURST | Elmhurst Mutual Power & Light Company | 10156 | [7 empty] | 42% | [5 empty] | SC
EMERALD PUD | Emerald People's Utility District | 10157 | [7 empty] | 43% | [5 empty] | SD
ENERGY NORTHWEST | Energy Northwest | 10158 | [7 empty] | 44% | [5 empty] | TN
EUGENE | Eugene Water & Electric Board | 10170 | [7 empty] | 45% | [5 empty] | TX
EVERETT | USN Everett-Jim Creek | 10408 | [7 empty] | 46% | [5 empty] | VT
FAIRCHILD AIRFORCE BASE | Fairchild Air Force Base | 10172 | [7 empty] | 47% | [5 empty] | VA
FALL RIVER RURAL ELECTRIC COOP. | Fall River Rural Electric Cooperative, Inc. | 10173 | [7 empty] | 48% | [5 empty] | WV
FARMERS | Farmers Electric Company, LTD | 10174 | [7 empty] | 49% | [5 empty] | WI
FERRY CO. PUD #1 | Public Utility District No. 1 of Ferry County | 10177 | [7 empty] | 50%
FIRCREST | FIRCREST | 10073 | [7 empty] | 51%
FLATHEAD ELECTRIC COOP. | Flathead Electric Cooperative, Inc. | 10179 | [7 empty] | 52%
FOREST GROVE | City of Forest Grove | 10074 | [7 empty] | 53%
FRANKLIN CO. PUD #1 | Public Utility District No. 1 of Franklin County | 10183 | [7 empty] | 54%
GLACIER ELECTRIC COOP. | Glacier Electric Cooperative, Inc. | 10186 | [7 empty] | 55%
GRANT CO. PUD #2 | Public Utility District No. 2 of Grant County, Washington | 10190 | [7 empty] | 56%
GRAYS HARBOR CO. PUD #1 | Public Utility District No. 1 of Grays Harbor County Washington | 10191 | [7 empty] | 57%
HARNEY ELECTRIC COOP. | Harney Electric Cooperative, Inc. | 10197 | [7 empty] | 58%
HERMISTON ENERGY SERVICES | City of Hermiston | 10597 | [7 empty] | 59%
HEYBURN | City of Heyburn | 10076 | [7 empty] | 60%
HOOD RIVER ELECTRIC COOP. | Hood River Electric Cooperative | 10202 | [7 empty] | 61%
IDAHO CO. L & P COOP. | Idaho County Light & Power Cooperative Association, Inc. | 10203 | [7 empty] | 62%
IDAHO FALLS | City of Idaho Falls | 10204 | [7 empty] | 63%
INLAND POWER & LIGHT | Inland Power & Light Company | 10209 | [7 empty] | 64%
JEFFERSON | Public Utility District No.1 of Jefferson County | 12026 | [7 empty] | 65%
KITTITAS CO. PUD #1 | Public Utility District No. 1 of Kittitas County | 10230 | [7 empty] | 66%
KLICKITAT CO. PUD #1 | Public Utility District No. 1 of Klickitat County | 10231 | [7 empty] | 67%
KOOTENAI ELECTRIC COOP. | Kootenai Electric Cooperative, Inc. | 10234 | [7 empty] | 68%
KALISPEL | Kalispel Indian Community of the Kalispel Reservation | 13927 | [7 empty] | 69%
LAKEVIEW L & P CO. | Lakeview Light & Power Company | 10235 | [7 empty] | 70%
LANE ELECTRIC COOP. | Lane Electric Cooperative, Inc. | 10236 | [7 empty] | 71%
LEWIS CO. PUD #1 | Public Utility District No. 1 of Lewis County | 10237 | [7 empty] | 72%
LINCOLN ELECTRIC COOP. MONT | Lincoln Electric Cooperative, Inc. | 10239 | [7 empty] | 73%
LOST RIVER ELECTRIC COOP. | Lost River Electric Cooperative, Inc. | 10242 | [7 empty] | 74%
LOWER VALLEY ENERGY | Lower Valley Energy, Inc. | 10244 | [7 empty] | 75%
MASON CO. PUD #1 | Public Utility District No. 1 of Mason County | 10246 | [7 empty] | 76%
MASON CO. PUD #3 | Public Utility District No. 3 of Mason County | 10247 | [7 empty] | 77%
MCCLEARY | City of McCleary | 10078 | [7 empty] | 78%
MCMINNVILLE | The City of McMinnville | 10079 | [7 empty] | 79%
MIDSTATE ELECTRIC COOP. | Midstate Electric Cooperative, Inc. | 10256 | [7 empty] | 80%
MILTON | City of Milton | 10080 | [7 empty] | 81%
MILTON-FREEWATER | City of Milton-Freewater | 10081 | [7 empty] | 82%
MINIDOKA | City of Minidoka | 10082 | [7 empty] | 83%
MISSION VALLEY POWER | Mission Valley Power | 10258 | [7 empty] | 84%
MISSOULA ELECTRIC COOP. | Missoula Electric Cooperative, Inc. | 10259 | [7 empty] | 85%
MODERN ELECTRIC WATER | Modern Electric Water Company | 10260 | [7 empty] | 86%
MONMOUTH | City of Monmouth | 10083 | [7 empty] | 87%
NESPELEM VALLEY ELECTRIC | Nespelem Valley Electric Cooperative, Inc. | 10273 | [7 empty] | 88%
NORTHERN LIGHTS, INC. | Northern Lights, Inc. | 10278 | [7 empty] | 89%
NORTHERN WASCO PUD | Northern Wasco County People's Utility District | 10279 | [7 empty] | 90%
OHOP MUTUAL | Ohop Mutual Light Company | 10284 | [7 empty] | 91%
OKANOGAN CO. ELECTRIC COOP. | Okanogan County Electric Cooperative, Inc. | 10285 | [7 empty] | 92%
OKANOGAN CO. PUD #1 | Okanogan County Public Utility District No. 1 | 10286 | [7 empty] | 93%
ORCAS POWER & LIGHT COOP. | Orcas Power & Light Cooperative | 10288 | [7 empty] | 94%
OREGON TRAIL ELECTRIC COOP. | Oregon Trail Electric Consumers Cooperative, Inc. | 10291 | [7 empty] | 95%
PACIFIC CO. PUD #2 | Public Utility District No. 2 of Pacific County | 10294 | [7 empty] | 96%
PARKLAND P & L | Parkland Light & Water Company | 10304 | [7 empty] | 97%
PEND OREILLE CO. PUD #1 | Pend Oreille County PUD No. 1 | 10306 | [7 empty] | 98%
PENINSULA POWER & LIGHT INC. | Peninsula Light Company | 10307 | [7 empty] | 99%
PLUMMER | City of Plummer | 10086 | [7 empty] | 100%
PNGC | Pacific Northwest Generating Cooperative | 10298
PORT ANGELES | City of Port Angeles | 10087
PORT OF SEATTLE | Port of Seattle - Seattle-Tacoma International Airport | 10706
RAFT RIVER ELECTRIC COOP. | Raft River Rural Electric Cooperative, Inc. | 10331
RAVALLI ELECTRIC COOP. | Ravalli County Electric Cooperative, Inc. | 10333
RICHLAND | City of Richland, Washington | 10089
RIVERSIDE | Riverside Electric Company, LTD | 10338
RUPERT | City of Rupert | 10091
SALEM ELECTRIC | Salem Electric | 10342
SALMON RIVER ELECTRIC COOP. | Salmon River Electric Cooperative, Inc. | 10343
SEATTLE | City of Seattle, City Light Dept | 10349
SKAMANIA CO. PUD #1 | Public Utility District #1 of Skamania County | 10352
SNOHOMISH CO. PUD #1 | Public Utility District No. 1 Of Snohomish County | 10354
SODA SPRINGS | City of Soda Springs | 10094
SOUTH SIDE ELECTRIC | South Side Electric, Inc. | 10360
SPRINGFIELD | Springfield Utility Board | 10363
STEILACOOM | Town of Steilacoom | 10379
SUMAS | City of Sumas | 10095
SURPRISE VALLEY ELECTRIC CORP. | Surprise Valley Electrification Corporation | 10369
TACOMA POWER | Tacoma Power | 10370
TANNER ELECTRIC | Tanner Electric Cooperative | 10371
TILLAMOOK PUD | Tillamook People's Utility District | 10376
TROY | City of Troy | 10097
UMATILLA ELECTRIC COOP. | Umatilla Electric Cooperative | 10388
UMPQUA INDIAN UTILITY COOP | Umpqua Indian Utility Cooperative | 10482
UNITED ELECTRIC COOPERATIVE, INC. | United Electric Co-op, Inc. | 10391
US BIA WAPATO | US BIA - Wapato | 10399
US DOE NATIONAL TECHNOLOGY LAB | US DOE Natl Energy Technology Lab | 10406
US DOE RICHLAND | US Department of Energy - Richland Operations Office | 10426
VERA WATER & POWER | Vera Water & Power | 10434
VIGILANTE ELECTRIC COOP. | Vigilante Electric Cooperative, Inc. | 10436
WAHKIAKUM CO. PUD #1 | Public Utility District No. 1 of Wahkiakum County | 10440
WASCO ELECTRIC COOP. | Wasco Electric Cooperative, Inc. | 10442
WEISER | City of Weiser | 11680
WELLS RURAL ELECTRIC | Wells Rural Electric Company | 10446
WEST OREGON ELECTRIC COOP. | West Oregon Electric Cooperative, Inc. | 10448
WHATCOM | Public Utility District No 1 of Whatcom County | 10451
YAKAMA POWER | Yakama Power | 10502

## AvoidedCostTable (hidden)
From Procost Version 257F_v9_9 |  | Program year set to measure life |  |  |  | sponsor parameters set to melded |  |  |  | carbon year set to 2010 |  |  | 0% Admin Adder |  | folder location: EECentral/IS2.0/ProCost_CustomProjectCal
combo year, lost op | 1L | 2L | 3L | 4L | 5L | 6L | 7L | 8L | 9L | 10L | 11L | 12L | 13L | 14L | 15L | 16L | 17L | 18L | 19L | 20L | 21L | 22L | 23L | 24L | 25L | 30L | 35L | 40L | 45L | 50L | 55L | 60L | 65L | 70L |  | 1R | 2R | 3R | 4R | 5R | 6R | 7R | 8R | 9R | 10R | 11R | 12R | 13R | 14R | 15R | 16R | 17R | 18R | 19R | 20R | 21R | 22R | 23R | 24R | 25R | 30R | 35R | 40R | 45R | 50R | 55R | 60R | 65R | 70R
Year | 1 | 2 | 3 | 4 | 5 | 6 | 7 | 8 | 9 | 10 | 11 | 12 | 13 | 14 | 15 | 16 | 17 | 18 | 19 | 20 | 21 | 22 | 23 | 24 | 25 | 30 | 35 | 40 | 45 | 50 | 55 | 60 | 65 | 70 |  | 1 | 2 | 3 | 4 | 5 | 6 | 7 | 8 | 9 | 10 | 11 | 12 | 13 | 14 | 15 | 16 | 17 | 18 | 19 | 20 | 21 | 22 | 23 | 24 | 25 | 30 | 35 | 40 | 45 | 50 | 55 | 60 | 65 | 70
Lost Opp Acs | Total PV Benefits ($/kWh) | Total PV Benefits ($/kWh) | Total PV Benefits ($/kWh) | Total PV Benefits ($/kWh) | Total PV Benefits ($/kWh) | Total PV Benefits ($/kWh) | Total PV Benefits ($/kWh) | Total PV Benefits ($/kWh) | Total PV Benefits ($/kWh) | Total PV Benefits ($/kWh) | Total PV Benefits ($/kWh) | Total PV Benefits ($/kWh) | Total PV Benefits ($/kWh) | Total PV Benefits ($/kWh) | Total PV Benefits ($/kWh) | Total PV Benefits ($/kWh) | Total PV Benefits ($/kWh) | Total PV Benefits ($/kWh) | Total PV Benefits ($/kWh) | Total PV Benefits ($/kWh) | Total PV Benefits ($/kWh) | Total PV Benefits ($/kWh) | Total PV Benefits ($/kWh) | Total PV Benefits ($/kWh) | Total PV Benefits ($/kWh) | Total PV Benefits ($/kWh) | Total PV Benefits ($/kWh) | Total PV Benefits ($/kWh) | Total PV Benefits ($/kWh) | Total PV Benefits ($/kWh) | Total PV Benefits ($/kWh) | Total PV Benefits ($/kWh) | Total PV Benefits ($/kWh) | Total PV Benefits ($/kWh) | Non Lost Opp | Total PV Benefits ($/kWh) | Total PV Benefits ($/kWh) | Total PV Benefits ($/kWh) | Total PV Benefits ($/kWh) | Total PV Benefits ($/kWh) | Total PV Benefits ($/kWh) | Total PV Benefits ($/kWh) | Total PV Benefits ($/kWh) | Total PV Benefits ($/kWh) | Total PV Benefits ($/kWh) | Total PV Benefits ($/kWh) | Total PV Benefits ($/kWh) | Total PV Benefits ($/kWh) | Total PV Benefits ($/kWh) | Total PV Benefits ($/kWh) | Total PV Benefits ($/kWh) | Total PV Benefits ($/kWh) | Total PV Benefits ($/kWh) | Total PV Benefits ($/kWh) | Total PV Benefits ($/kWh) | Total PV Benefits ($/kWh) | Total PV Benefits ($/kWh) | Total PV Benefits ($/kWh) | Total PV Benefits ($/kWh) | Total PV Benefits ($/kWh) | Total PV Benefits ($/kWh) | Total PV Benefits ($/kWh) | Total PV Benefits ($/kWh) | Total PV Benefits ($/kWh) | Total PV Benefits ($/kWh) | Total PV Benefits ($/kWh) | Total PV Benefits ($/kWh) | Total PV Benefits ($/kWh) | Total PV Benefits ($/kWh)
5P Wt Average Cons | 0.1081 | 0.21548 | 0.32373 | 0.43175 | 0.53949 | 0.64541 | 1.357 | 0.8495 | 0.9463 | 1.0396 | 2.0038 | 1.2164 | 1.2996 | 1.3799 | 1.4573 | 1.5314 | 1.6024 | 1.6705 | 1.7358 | 1.7984 | 1.8582 | 1.9153 | 1.9696 | 2.0213 | 2.0706 | 2.2839 | 2.4511 | 2.5821 | 2.6847 | 2.7651 | 2.8281 | 2.8774 | 2.9161 | 2.9464 | 3 | 0.090962 | 0.18202 | 0.27473 | 0.36795 | 0.46159 | 0.55409 | 0.6448 | 0.73321 | 0.81841 | 0.90068 | 0.98002 | 1.0569 | 1.1306 | 1.2018 | 1.2706 | 1.3364 | 1.3996 | 1.4602 | 1.5184 | 1.5741 | 1.6276 | 1.6784 | 1.7269 | 1.7731 | 1.817 | 2.0074 | 2.1565 | 2.2733 | 2.3649 | 2.4366 | 2.4928 | 2.5368 | 2.5713 | 2.5984
6P Wt Average Cons | 0.10822 | 0.21579 | 0.32434 | 0.43276 | 0.54088 | 0.6472 | 0.88237 | 0.85209 | 0.94926 | 1.0429 | 1.323 | 1.2203 | 1.3039 | 1.3845 | 1.4622 | 1.5366 | 1.6079 | 1.6763 | 1.7418 | 1.8046 | 1.8648 | 1.922 | 1.9766 | 2.0285 | 2.078 | 2.2922 | 2.4601 | 2.5916 | 2.6946 | 2.7753 | 2.8386 | 2.8882 | 2.927 | 2.9574 | 4 | 0.091086 | 0.18233 | 0.27533 | 0.36895 | 0.46297 | 0.55587 | 0.647 | 0.73579 | 0.82136 | 0.90398 | 0.98361 | 1.0608 | 1.1348 | 1.2064 | 1.2754 | 1.3416 | 1.405 | 1.4659 | 1.5244 | 1.5804 | 1.634 | 1.6852 | 1.7339 | 1.7802 | 1.8244 | 2.0156 | 2.1654 | 2.2828 | 2.3748 | 2.4468 | 2.5033 | 2.5475 | 2.5822 | 2.6093
AgrDairyDHW | 0.10606 | 0.21153 | 0.31807 | 0.42455 | 0.53082 | 0.63535 | 0.87922 | 0.83684 | 0.9324 | 1.0245 | 1.3163 | 1.199 | 1.2812 | 1.3605 | 1.4369 | 1.5101 | 1.5802 | 1.6475 | 1.712 | 1.7738 | 1.833 | 1.8894 | 1.943 | 1.9942 | 2.0429 | 2.2537 | 2.4188 | 2.5482 | 2.6496 | 2.7291 | 2.7913 | 2.8401 | 2.8783 | 2.9083 | 5 | 0.088923 | 0.17807 | 0.26906 | 0.36074 | 0.4529 | 0.54401 | 0.63341 | 0.72053 | 0.80448 | 0.88557 | 0.96372 | 1.0395 | 1.1121 | 1.1823 | 1.2501 | 1.3151 | 1.3774 | 1.4372 | 1.4946 | 1.5495 | 1.6023 | 1.6525 | 1.7003 | 1.7458 | 1.7892 | 1.977 | 2.1242 | 2.2394 | 2.3298 | 2.4006 | 2.456 | 2.4995 | 2.5335 | 2.5602
AgrDairyVFD | 0.10555 | 0.2105 | 0.31649 | 0.42236 | 0.52804 | 0.632 | 0.87768 | 0.8325 | 0.92761 | 1.0193 | 1.3142 | 1.1931 | 1.275 | 1.354 | 1.4301 | 1.503 | 1.5729 | 1.6399 | 1.7041 | 1.7657 | 1.8246 | 1.8808 | 1.9343 | 1.9852 | 2.0337 | 2.2437 | 2.4083 | 2.5372 | 2.6382 | 2.7174 | 2.7794 | 2.828 | 2.8661 | 2.8959 | 6 | 0.088411 | 0.17704 | 0.26749 | 0.35855 | 0.45013 | 0.54067 | 0.62956 | 0.7162 | 0.79971 | 0.8804 | 0.9582 | 1.0336 | 1.106 | 1.1759 | 1.2433 | 1.308 | 1.37 | 1.4295 | 1.4867 | 1.5414 | 1.5939 | 1.6439 | 1.6915 | 1.7369 | 1.7801 | 1.9671 | 2.1136 | 2.2284 | 2.3184 | 2.3889 | 2.4441 | 2.4874 | 2.5213 | 2.5478
AgrIRRG | 0.10766 | 0.21423 | 0.32164 | 0.42887 | 0.5357 | 0.63988 | 0.87264 | 0.84001 | 0.9343 | 1.0252 | 1.3077 | 1.1974 | 1.2782 | 1.3558 | 1.4307 | 1.5022 | 1.5709 | 1.6364 | 1.6993 | 1.7595 | 1.8173 | 1.8723 | 1.9247 | 1.9746 | 2.0222 | 2.228 | 2.3892 | 2.5156 | 2.6146 | 2.6921 | 2.7529 | 2.8005 | 2.8378 | 2.8671 | 7 | 0.090499 | 0.18074 | 0.27258 | 0.36499 | 0.4577 | 0.54845 | 0.63737 | 0.72358 | 0.80625 | 0.88605 | 0.96318 | 1.0377 | 1.109 | 1.1775 | 1.2437 | 1.307 | 1.3678 | 1.4259 | 1.4816 | 1.535 | 1.5863 | 1.6352 | 1.6817 | 1.726 | 1.7683 | 1.951 | 2.0942 | 2.2065 | 2.2944 | 2.3633 | 2.4172 | 2.4595 | 2.4927 | 2.5186
AgrSpudOnionVSD | 0.10876 | 0.21717 | 0.32685 | 0.43639 | 0.54567 | 0.65355 | 0.83809 | 0.86173 | 0.9607 | 1.0561 | 1.26 | 1.2366 | 1.3218 | 1.4043 | 1.4836 | 1.5597 | 1.6326 | 1.7026 | 1.7698 | 1.8341 | 1.8956 | 1.9541 | 2.0099 | 2.063 | 2.1136 | 2.3327 | 2.5043 | 2.6388 | 2.7441 | 2.8267 | 2.8914 | 2.9421 | 2.9818 | 3.0129 | 8 | 0.091634 | 0.18373 | 0.27787 | 0.3726 | 0.46779 | 0.56225 | 0.65495 | 0.74547 | 0.83285 | 0.91719 | 0.99834 | 1.0772 | 1.1529 | 1.2263 | 1.2969 | 1.3648 | 1.4298 | 1.4924 | 1.5524 | 1.6099 | 1.6649 | 1.7174 | 1.7673 | 1.8148 | 1.8601 | 2.0562 | 2.2098 | 2.3301 | 2.4244 | 2.4983 | 2.5562 | 2.6016 | 2.6371 | 2.665
AgrSTOCKtank | 0.11055 | 0.2207 | 0.33177 | 0.44305 | 0.55394 | 0.66337 | 0.8378 | 0.87455 | 0.975 | 1.0718 | 1.2576 | 1.255 | 1.3415 | 1.4254 | 1.5061 | 1.5835 | 1.6577 | 1.729 | 1.7974 | 1.863 | 1.9257 | 1.9854 | 2.0423 | 2.0965 | 2.1481 | 2.3715 | 2.5465 | 2.6837 | 2.7911 | 2.8753 | 2.9413 | 2.993 | 3.0335 | 3.0652 | 9 | 0.093406 | 0.18724 | 0.28276 | 0.37924 | 0.47603 | 0.57203 | 0.66622 | 0.75823 | 0.84708 | 0.93283 | 1.0154 | 1.0955 | 1.1725 | 1.2472 | 1.3193 | 1.3885 | 1.4548 | 1.5186 | 1.5799 | 1.6387 | 1.695 | 1.7485 | 1.7996 | 1.8482 | 1.8945 | 2.0948 | 2.2518 | 2.3749 | 2.4712 | 2.5468 | 2.6059 | 2.6523 | 2.6886 | 2.7171
ComDesktop | 0.11506 | 0.22907 | 0.34378 | 0.45809 | 0.57182 | 0.68337 | 0.82839 | 0.89775 | 0.99921 | 1.0969 | 1.2464 | 1.2818 | 1.3688 | 1.4527 | 1.5334 | 1.6107 | 1.6847 | 1.7557 | 1.8237 | 1.8888 | 1.9512 | 2.0105 | 2.0671 | 2.1209 | 2.1722 | 2.3942 | 2.5682 | 2.7045 | 2.8113 | 2.8949 | 2.9605 | 3.0119 | 3.0521 | 3.0837 | 10 | 0.097916 | 0.19561 | 0.29477 | 0.39428 | 0.49391 | 0.59202 | 0.68803 | 0.78143 | 0.87129 | 0.95797 | 1.0415 | 1.1223 | 1.1998 | 1.2745 | 1.3466 | 1.4157 | 1.4819 | 1.5453 | 1.6062 | 1.6645 | 1.7204 | 1.7736 | 1.8243 | 1.8726 | 1.9185 | 2.1175 | 2.2735 | 2.3956 | 2.4914 | 2.5664 | 2.6251 | 2.6712 | 2.7073 | 2.7355
ComEconoMizer | 0.11216 | 0.22302 | 0.33384 | 0.44357 | 0.55297 | 0.66007 | 0.82698 | 0.86635 | 0.96411 | 1.0583 | 1.2448 | 1.2373 | 1.3213 | 1.4021 | 1.4801 | 1.5545 | 1.6259 | 1.6941 | 1.7596 | 1.8224 | 1.8825 | 1.9397 | 1.9942 | 2.0461 | 2.0956 | 2.3096 | 2.4773 | 2.6087 | 2.7116 | 2.7923 | 2.8555 | 2.905 | 2.9438 | 2.9742 | 11 | 0.095033 | 0.18958 | 0.28488 | 0.37982 | 0.47513 | 0.56881 | 0.66059 | 0.75015 | 0.83632 | 0.91952 | 1.0001 | 1.0779 | 1.1524 | 1.2241 | 1.2935 | 1.3596 | 1.4232 | 1.4839 | 1.5423 | 1.5984 | 1.652 | 1.7031 | 1.7517 | 1.7981 | 1.8422 | 2.0332 | 2.1829 | 2.3002 | 2.3921 | 2.4641 | 2.5205 | 2.5647 | 2.5993 | 2.6264
CommCOOL | 0.10956 | 0.21815 | 0.3273 | 0.43608 | 0.54465 | 0.65123 | 0.82289 | 0.85672 | 0.95417 | 1.0482 | 1.2384 | 1.2265 | 1.3104 | 1.3912 | 1.4693 | 1.544 | 1.6156 | 1.6841 | 1.7498 | 1.8129 | 1.8734 | 1.931 | 1.9858 | 2.0381 | 2.0878 | 2.3033 | 2.4721 | 2.6044 | 2.708 | 2.7892 | 2.8528 | 2.9027 | 2.9417 | 2.9723 | 12 | 0.092435 | 0.1847 | 0.27832 | 0.3723 | 0.46678 | 0.55994 | 0.65143 | 0.74047 | 0.82633 | 0.90928 | 0.98943 | 1.067 | 1.1414 | 1.2132 | 1.2826 | 1.349 | 1.4128 | 1.4738 | 1.5324 | 1.5887 | 1.6428 | 1.6942 | 1.7432 | 1.7899 | 1.8344 | 2.0268 | 2.1776 | 2.2957 | 2.3883 | 2.4608 | 2.5177 | 2.5622 | 2.5971 | 2.6244
CommHEAT | 0.1303 | 0.25903 | 0.38712 | 0.51384 | 0.63931 | 0.76249 | 0.81566 | 0.99891 | 1.1111 | 1.2191 | 1.2269 | 1.4233 | 1.5195 | 1.6124 | 1.7016 | 1.7872 | 1.8691 | 1.9477 | 2.023 | 2.0951 | 2.1641 | 2.2298 | 2.2924 | 2.352 | 2.4087 | 2.6544 | 2.8469 | 2.9978 | 3.116 | 3.2086 | 3.2811 | 3.338 | 3.3825 | 3.4174 | 13 | 0.11317 | 0.22559 | 0.33815 | 0.45007 | 0.56145 | 0.67121 | 0.77831 | 0.88268 | 0.98324 | 1.0803 | 1.1736 | 1.2639 | 1.3506 | 1.4344 | 1.5149 | 1.5923 | 1.6663 | 1.7374 | 1.8057 | 1.871 | 1.9335 | 1.9931 | 2.0498 | 2.1038 | 2.1552 | 2.378 | 2.5525 | 2.6892 | 2.7963 | 2.8803 | 2.946 | 2.9976 | 3.0379 | 3.0696
CommLIGHT | 0.10767 | 0.2146 | 0.32223 | 0.42946 | 0.53646 | 0.64168 | 0.81566 | 0.84454 | 0.9408 | 1.0337 | 1.2257 | 1.2096 | 1.2925 | 1.3725 | 1.4495 | 1.5233 | 1.594 | 1.6618 | 1.7268 | 1.7891 | 1.8488 | 1.9056 | 1.9597 | 2.0112 | 2.0603 | 2.2728 | 2.4393 | 2.5698 | 2.672 | 2.7521 | 2.8148 | 2.864 | 2.9025 | 2.9327 | 14 | 0.090538 | 0.18115 | 0.27324 | 0.36568 | 0.45858 | 0.55038 | 0.64043 | 0.72828 | 0.81294 | 0.89476 | 0.97368 | 1.0502 | 1.1235 | 1.1944 | 1.2628 | 1.3283 | 1.3912 | 1.4515 | 1.5094 | 1.5649 | 1.6181 | 1.6688 | 1.717 | 1.763 | 1.8068 | 1.9963 | 2.1448 | 2.2611 | 2.3522 | 2.4237 | 2.4796 | 2.5235 | 2.5578 | 2.5847
ComMonitor | 0.11701 | 0.23276 | 0.34836 | 0.46286 | 0.57681 | 0.68859 | 0.81497 | 0.90351 | 1.0054 | 1.1037 | 1.2257 | 1.2898 | 1.3773 | 1.4618 | 1.543 | 1.6209 | 1.6954 | 1.7668 | 1.8353 | 1.901 | 1.9638 | 2.0236 | 2.0805 | 2.1347 | 2.1864 | 2.41 | 2.5852 | 2.7225 | 2.83 | 2.9143 | 2.9803 | 3.0321 | 3.0726 | 3.1044 | 15 | 0.099882 | 0.19933 | 0.29939 | 0.3991 | 0.49896 | 0.59732 | 0.69346 | 0.78729 | 0.8776 | 0.96483 | 1.049 | 1.1304 | 1.2084 | 1.2838 | 1.3564 | 1.426 | 1.4927 | 1.5566 | 1.618 | 1.6769 | 1.7332 | 1.7869 | 1.838 | 1.8866 | 1.933 | 2.1336 | 2.2908 | 2.4139 | 2.5104 | 2.5861 | 2.6453 | 2.6917 | 2.7281 | 2.7566
CommSector | 0.11154 | 0.2222 | 0.33332 | 0.44389 | 0.55406 | 0.66237 | 0.81154 | 0.87102 | 0.97003 | 1.0655 | 1.2223 | 1.2464 | 1.3316 | 1.4138 | 1.493 | 1.5688 | 1.6415 | 1.7112 | 1.778 | 1.842 | 1.9033 | 1.9617 | 2.0173 | 2.0703 | 2.1207 | 2.339 | 2.5101 | 2.6442 | 2.7492 | 2.8315 | 2.896 | 2.9465 | 2.9861 | 3.0171 | 16 | 0.094408 | 0.18875 | 0.28433 | 0.38011 | 0.47618 | 0.57107 | 0.66406 | 0.75476 | 0.84218 | 0.92663 | 1.0081 | 1.0869 | 1.1626 | 1.2357 | 1.3062 | 1.3739 | 1.4387 | 1.5009 | 1.5606 | 1.6178 | 1.6727 | 1.7249 | 1.7747 | 1.822 | 1.8672 | 2.0625 | 2.2156 | 2.3355 | 2.4295 | 2.5031 | 2.5608 | 2.606 | 2.6414 | 2.6692
CommVENT | 0.10838 | 0.21599 | 0.32421 | 0.43196 | 0.53946 | 0.64516 | 0.80837 | 0.84895 | 0.94567 | 1.039 | 1.2169 | 1.2157 | 1.299 | 1.3794 | 1.4568 | 1.5309 | 1.602 | 1.6701 | 1.7354 | 1.798 | 1.8579 | 1.915 | 1.9694 | 2.0212 | 2.0705 | 2.284 | 2.4513 | 2.5824 | 2.6851 | 2.7655 | 2.8286 | 2.878 | 2.9167 | 2.947 | 17 | 0.091253 | 0.18255 | 0.27523 | 0.36818 | 0.46158 | 0.55386 | 0.64438 | 0.73269 | 0.81781 | 0.90007 | 0.97943 | 1.0563 | 1.1301 | 1.2013 | 1.2701 | 1.336 | 1.3992 | 1.4598 | 1.518 | 1.5738 | 1.6273 | 1.6783 | 1.7268 | 1.773 | 1.817 | 2.0075 | 2.1568 | 2.2737 | 2.3653 | 2.4371 | 2.4934 | 2.5375 | 2.572 | 2.5991
CSPVCS1 | 0.11457 | 0.22782 | 0.34096 | 0.453 | 0.56463 | 0.67407 | 0.8076 | 0.88479 | 0.98474 | 1.0811 | 1.2169 | 1.2639 | 1.3498 | 1.4325 | 1.5123 | 1.5886 | 1.6617 | 1.7316 | 1.7987 | 1.8631 | 1.9247 | 1.9834 | 2.0392 | 2.0925 | 2.1431 | 2.3626 | 2.5345 | 2.6692 | 2.7747 | 2.8574 | 2.9222 | 2.973 | 3.0128 | 3.0439 | 18 | 0.097442 | 0.19439 | 0.292 | 0.38924 | 0.48678 | 0.58281 | 0.67688 | 0.76858 | 0.85694 | 0.9423 | 1.0248 | 1.1045 | 1.1809 | 1.2545 | 1.3257 | 1.3937 | 1.459 | 1.5215 | 1.5814 | 1.639 | 1.6942 | 1.7467 | 1.7967 | 1.8444 | 1.8897 | 2.0862 | 2.2401 | 2.3607 | 2.4551 | 2.5292 | 2.5872 | 2.6326 | 2.6682 | 2.6961
CSPVCS2 | 0.11389 | 0.22652 | 0.3391 | 0.45063 | 0.56177 | 0.67081 | 0.80367 | 0.88081 | 0.98044 | 1.0766 | 1.2036 | 1.2587 | 1.3444 | 1.427 | 1.5066 | 1.5827 | 1.6557 | 1.7255 | 1.7925 | 1.8568 | 1.9183 | 1.9768 | 2.0326 | 2.0858 | 2.1364 | 2.3555 | 2.5271 | 2.6616 | 2.767 | 2.8496 | 2.9143 | 2.965 | 3.0047 | 3.0358 | 19 | 0.096769 | 0.19309 | 0.29014 | 0.38688 | 0.48393 | 0.57955 | 0.67323 | 0.7646 | 0.85265 | 0.93774 | 1.0199 | 1.0994 | 1.1755 | 1.249 | 1.32 | 1.3879 | 1.453 | 1.5153 | 1.5752 | 1.6327 | 1.6878 | 1.7402 | 1.7901 | 1.8377 | 1.883 | 2.0791 | 2.2327 | 2.3531 | 2.4474 | 2.5213 | 2.5792 | 2.6246 | 2.6602 | 2.688
CSPVCS3 | 0.11276 | 0.22434 | 0.33591 | 0.44648 | 0.5567 | 0.6649 | 0.80096 | 0.87335 | 0.9723 | 1.0678 | 1.2019 | 1.2487 | 1.3338 | 1.4159 | 1.495 | 1.5707 | 1.6432 | 1.7127 | 1.7793 | 1.8432 | 1.9043 | 1.9626 | 2.0181 | 2.0709 | 2.1212 | 2.3391 | 2.5098 | 2.6435 | 2.7483 | 2.8304 | 2.8948 | 2.9452 | 2.9847 | 3.0156 | 20 | 0.095638 | 0.19091 | 0.28695 | 0.38273 | 0.47886 | 0.57364 | 0.66652 | 0.75715 | 0.84451 | 0.92895 | 1.0105 | 1.0894 | 1.165 | 1.2379 | 1.3084 | 1.3758 | 1.4405 | 1.5025 | 1.562 | 1.6191 | 1.6738 | 1.7259 | 1.7756 | 1.8228 | 1.8678 | 2.0627 | 2.2154 | 2.335 | 2.4288 | 2.5022 | 2.5598 | 2.6048 | 2.6402 | 2.6679
CSPVCS4 | 0.11215 | 0.22317 | 0.33422 | 0.44427 | 0.55398 | 0.66173 | 0.80096 | 0.86937 | 0.96794 | 1.0631 | 1.2019 | 1.2434 | 1.3282 | 1.41 | 1.4889 | 1.5643 | 1.6367 | 1.7059 | 1.7723 | 1.836 | 1.897 | 1.9551 | 2.0104 | 2.0631 | 2.1133 | 2.3305 | 2.5008 | 2.6341 | 2.7386 | 2.8205 | 2.8846 | 2.9349 | 2.9743 | 3.0051 | 21 | 0.09503 | 0.18974 | 0.28526 | 0.38052 | 0.47614 | 0.57048 | 0.66293 | 0.75317 | 0.84016 | 0.92425 | 1.0055 | 1.084 | 1.1593 | 1.2321 | 1.3023 | 1.3695 | 1.434 | 1.4957 | 1.5551 | 1.612 | 1.6665 | 1.7185 | 1.7679 | 1.8151 | 1.8599 | 2.0542 | 2.2064 | 2.3256 | 2.4191 | 2.4923 | 2.5496 | 2.5946 | 2.6298 | 2.6574
CSPVCW1 | 0.10525 | 0.20962 | 0.31431 | 0.4183 | 0.52226 | 0.6244 | 0.80096 | 0.82154 | 0.91518 | 1.0056 | 1.2019 | 1.1771 | 1.2578 | 1.3356 | 1.4107 | 1.4825 | 1.5514 | 1.6172 | 1.6805 | 1.7411 | 1.7992 | 1.8546 | 1.9072 | 1.9574 | 2.0052 | 2.2121 | 2.3742 | 2.5013 | 2.6008 | 2.6788 | 2.7399 | 2.7877 | 2.8252 | 2.8546 | 22 | 0.088122 | 0.17619 | 0.26535 | 0.35454 | 0.44441 | 0.53314 | 0.62025 | 0.70533 | 0.78738 | 0.86674 | 0.94352 | 1.0178 | 1.0889 | 1.1577 | 1.2241 | 1.2877 | 1.3487 | 1.4071 | 1.4632 | 1.5171 | 1.5687 | 1.6179 | 1.6647 | 1.7093 | 1.7518 | 1.9357 | 2.0798 | 2.1927 | 2.2812 | 2.3505 | 2.4048 | 2.4474 | 2.4807 | 2.5069
CSPVCW2 | 0.10536 | 0.20986 | 0.3147 | 0.41886 | 0.52298 | 0.62533 | 0.80096 | 0.82289 | 0.91676 | 1.0074 | 1.2019 | 1.1793 | 1.2602 | 1.3383 | 1.4136 | 1.4856 | 1.5547 | 1.6208 | 1.6842 | 1.7451 | 1.8034 | 1.8589 | 1.9118 | 1.9621 | 2.0101 | 2.2177 | 2.3804 | 2.5079 | 2.6077 | 2.686 | 2.7473 | 2.7953 | 2.833 | 2.8625 | 23 | 0.088235 | 0.17643 | 0.26574 | 0.35511 | 0.44514 | 0.53407 | 0.62138 | 0.70669 | 0.78897 | 0.86855 | 0.94551 | 1.02 | 1.0914 | 1.1603 | 1.227 | 1.2908 | 1.352 | 1.4106 | 1.4669 | 1.521 | 1.5729 | 1.6222 | 1.6693 | 1.714 | 1.7567 | 1.9413 | 2.086 | 2.1994 | 2.2882 | 2.3578 | 2.4123 | 2.455 | 2.4885 | 2.5147
CSPVCW3 | 0.10544 | 0.21004 | 0.31498 | 0.41922 | 0.52342 | 0.62588 | 0.80057 | 0.82367 | 0.91766 | 1.0084 | 1.2019 | 1.1806 | 1.2616 | 1.3398 | 1.4152 | 1.4874 | 1.5566 | 1.6228 | 1.6864 | 1.7474 | 1.8058 | 1.8614 | 1.9144 | 1.9648 | 2.0129 | 2.2209 | 2.3839 | 2.5116 | 2.6117 | 2.6901 | 2.7515 | 2.7997 | 2.8374 | 2.8669 | 24 | 0.088318 | 0.17661 | 0.26602 | 0.35547 | 0.44558 | 0.53463 | 0.62205 | 0.70747 | 0.78988 | 0.8696 | 0.94666 | 1.0212 | 1.0928 | 1.1619 | 1.2286 | 1.2925 | 1.3539 | 1.4126 | 1.4691 | 1.5233 | 1.5753 | 1.6248 | 1.6719 | 1.7168 | 1.7595 | 1.9445 | 2.0895 | 2.2031 | 2.2921 | 2.3619 | 2.4165 | 2.4593 | 2.4929 | 2.5192
CSPVCW4 | 0.10553 | 0.21023 | 0.31527 | 0.4196 | 0.52386 | 0.62641 | 0.80057 | 0.8244 | 0.91849 | 1.0093 | 1.2019 | 1.1817 | 1.2629 | 1.3412 | 1.4167 | 1.4889 | 1.5582 | 1.6246 | 1.6883 | 1.7493 | 1.8078 | 1.8635 | 1.9166 | 1.9671 | 2.0152 | 2.2236 | 2.3868 | 2.5147 | 2.6149 | 2.6935 | 2.755 | 2.8032 | 2.841 | 2.8706 | 25 | 0.088403 | 0.17681 | 0.26631 | 0.35585 | 0.44602 | 0.53516 | 0.62267 | 0.7082 | 0.79071 | 0.87053 | 0.94768 | 1.0224 | 1.094 | 1.1632 | 1.2301 | 1.2941 | 1.3555 | 1.4144 | 1.471 | 1.5253 | 1.5773 | 1.6269 | 1.6741 | 1.7191 | 1.7619 | 1.9472 | 2.0925 | 2.2062 | 2.2954 | 2.3653 | 2.42 | 2.4629 | 2.4965 | 2.5228
CSPVCW5 | 0.10561 | 0.21042 | 0.31552 | 0.41994 | 0.52428 | 0.62693 | 0.79868 | 0.82509 | 0.91928 | 1.0102 | 1.2 | 1.1828 | 1.264 | 1.3424 | 1.418 | 1.4904 | 1.5597 | 1.6262 | 1.69 | 1.7511 | 1.8097 | 1.8655 | 1.9186 | 1.9692 | 2.0174 | 2.2261 | 2.3895 | 2.5176 | 2.618 | 2.6966 | 2.7582 | 2.8065 | 2.8443 | 2.874 | 26 | 0.088488 | 0.17699 | 0.26657 | 0.35619 | 0.44644 | 0.53568 | 0.62327 | 0.70889 | 0.79149 | 0.87141 | 0.94864 | 1.0234 | 1.0951 | 1.1645 | 1.2314 | 1.2955 | 1.3571 | 1.416 | 1.4727 | 1.5271 | 1.5792 | 1.6289 | 1.6761 | 1.7212 | 1.764 | 1.9497 | 2.0952 | 2.2091 | 2.2985 | 2.3684 | 2.4233 | 2.4662 | 2.4999 | 2.5262
Ctrl Atm | 0.10376 | 0.20707 | 0.31162 | 0.41621 | 0.52068 | 0.6235 | 0.7975 | 0.82185 | 0.91592 | 1.0066 | 1.1987 | 1.1785 | 1.2595 | 1.3377 | 1.413 | 1.4851 | 1.5542 | 1.6206 | 1.6842 | 1.745 | 1.8034 | 1.8589 | 1.9118 | 1.9622 | 2.0102 | 2.218 | 2.3808 | 2.5083 | 2.6082 | 2.6865 | 2.7479 | 2.796 | 2.8336 | 2.8631 | 27 | 0.086625 | 0.17361 | 0.26261 | 0.3524 | 0.44277 | 0.53216 | 0.61996 | 0.70554 | 0.78801 | 0.86768 | 0.9445 | 1.019 | 1.0905 | 1.1595 | 1.2262 | 1.2901 | 1.3514 | 1.4102 | 1.4667 | 1.5208 | 1.5726 | 1.622 | 1.6691 | 1.7139 | 1.7566 | 1.9413 | 2.0861 | 2.1995 | 2.2884 | 2.358 | 2.4126 | 2.4553 | 2.4888 | 2.5151
Ctrl Atm Refrig | 0.10734 | 0.21411 | 0.32217 | 0.42997 | 0.53756 | 0.64359 | 0.79682 | 0.84809 | 0.94509 | 1.0387 | 1.1984 | 1.2159 | 1.2995 | 1.3801 | 1.4578 | 1.5321 | 1.6034 | 1.6718 | 1.7374 | 1.8001 | 1.8601 | 1.9174 | 1.9718 | 2.0237 | 2.0732 | 2.2871 | 2.4548 | 2.5861 | 2.6891 | 2.7697 | 2.8329 | 2.8824 | 2.9212 | 2.9516 | 28 | 0.090212 | 0.18067 | 0.27319 | 0.36619 | 0.45969 | 0.5523 | 0.6432 | 0.73184 | 0.81725 | 0.89979 | 0.97932 | 1.0565 | 1.1305 | 1.2021 | 1.2711 | 1.3372 | 1.4006 | 1.4615 | 1.52 | 1.5759 | 1.6295 | 1.6806 | 1.7292 | 1.7756 | 1.8197 | 2.0106 | 2.1603 | 2.2775 | 2.3694 | 2.4414 | 2.4978 | 2.5419 | 2.5766 | 2.6037
DEIAverage | 0.1064 | 0.2122 | 0.31901 | 0.42573 | 0.53223 | 0.63708 | 0.79547 | 0.83925 | 0.93524 | 1.0278 | 1.1983 | 1.2031 | 1.2857 | 1.3655 | 1.4423 | 1.516 | 1.5865 | 1.6542 | 1.7191 | 1.7813 | 1.8409 | 1.8976 | 1.9517 | 2.0031 | 2.0521 | 2.2643 | 2.4306 | 2.5608 | 2.6629 | 2.7429 | 2.8055 | 2.8546 | 2.8931 | 2.9232 | 29 | 0.089261 | 0.17875 | 0.27001 | 0.36193 | 0.45433 | 0.54575 | 0.63547 | 0.72296 | 0.80735 | 0.88886 | 0.96744 | 1.0436 | 1.1167 | 1.1874 | 1.2556 | 1.321 | 1.3837 | 1.4439 | 1.5017 | 1.5571 | 1.6102 | 1.6608 | 1.709 | 1.7548 | 1.7985 | 1.9877 | 2.1359 | 2.2521 | 2.3431 | 2.4144 | 2.4702 | 2.514 | 2.5483 | 2.5752
DSIAlum | 0.10326 | 0.20606 | 0.3101 | 0.41425 | 0.51829 | 0.62066 | 0.79252 | 0.81809 | 0.91172 | 1.002 | 1.1924 | 1.1731 | 1.2537 | 1.3314 | 1.4064 | 1.4782 | 1.547 | 1.6129 | 1.6762 | 1.7368 | 1.7949 | 1.8502 | 1.9028 | 1.953 | 2.0007 | 2.2075 | 2.3696 | 2.4965 | 2.596 | 2.674 | 2.735 | 2.7829 | 2.8204 | 2.8498 | 30 | 0.086124 | 0.17259 | 0.26109 | 0.35043 | 0.44038 | 0.52932 | 0.61665 | 0.70178 | 0.7838 | 0.86304 | 0.93945 | 1.0136 | 1.0846 | 1.1533 | 1.2196 | 1.2831 | 1.3441 | 1.4026 | 1.4587 | 1.5125 | 1.5641 | 1.6133 | 1.6601 | 1.7046 | 1.7471 | 1.9309 | 2.0749 | 2.1877 | 2.2761 | 2.3454 | 2.3997 | 2.4422 | 2.4755 | 2.5017
EStarVend | 0.10395 | 0.20737 | 0.31205 | 0.41688 | 0.52156 | 0.62447 | 0.79216 | 0.82278 | 0.91675 | 1.0073 | 1.1916 | 1.179 | 1.2598 | 1.3377 | 1.4129 | 1.4848 | 1.5538 | 1.6199 | 1.6833 | 1.744 | 1.8021 | 1.8575 | 1.9103 | 1.9606 | 2.0084 | 2.2156 | 2.3779 | 2.5051 | 2.6048 | 2.6829 | 2.7441 | 2.792 | 2.8296 | 2.859 | 31 | 0.086809 | 0.1739 | 0.26303 | 0.35305 | 0.44363 | 0.53311 | 0.62092 | 0.70644 | 0.78881 | 0.86836 | 0.94507 | 1.0194 | 1.0907 | 1.1596 | 1.226 | 1.2897 | 1.3508 | 1.4095 | 1.4658 | 1.5197 | 1.5714 | 1.6206 | 1.6675 | 1.7122 | 1.7547 | 1.9389 | 2.0832 | 2.1963 | 2.2849 | 2.3543 | 2.4087 | 2.4513 | 2.4847 | 2.5108
EStarVend&Control | 0.10346 | 0.20644 | 0.31082 | 0.41547 | 0.51998 | 0.62273 | 0.79078 | 0.82072 | 0.91452 | 1.0049 | 1.191 | 1.1762 | 1.2569 | 1.3346 | 1.4096 | 1.4814 | 1.5502 | 1.6162 | 1.6795 | 1.74 | 1.798 | 1.8533 | 1.906 | 1.9561 | 2.0039 | 2.2106 | 2.3726 | 2.4995 | 2.5989 | 2.6769 | 2.7379 | 2.7857 | 2.8232 | 2.8526 | 32 | 0.086316 | 0.17297 | 0.2618 | 0.35164 | 0.44204 | 0.53135 | 0.61902 | 0.70437 | 0.78657 | 0.86593 | 0.94245 | 1.0166 | 1.0878 | 1.1564 | 1.2227 | 1.2863 | 1.3473 | 1.4057 | 1.4619 | 1.5156 | 1.5672 | 1.6164 | 1.6631 | 1.7077 | 1.7501 | 1.9339 | 2.0778 | 2.1906 | 2.279 | 2.3482 | 2.4025 | 2.445 | 2.4783 | 2.5044
ExComm | 0.10831 | 0.2159 | 0.32427 | 0.43231 | 0.54009 | 0.64609 | 0.7898 | 0.85037 | 0.9473 | 1.0408 | 1.1899 | 1.2179 | 1.3013 | 1.3818 | 1.4593 | 1.5336 | 1.6048 | 1.673 | 1.7385 | 1.8012 | 1.8612 | 1.9184 | 1.9728 | 2.0247 | 2.0741 | 2.2879 | 2.4555 | 2.5868 | 2.6896 | 2.7702 | 2.8334 | 2.8828 | 2.9216 | 2.952 | 33 | 0.091178 | 0.18245 | 0.27527 | 0.36852 | 0.4622 | 0.55477 | 0.64556 | 0.73409 | 0.81943 | 0.90186 | 0.98136 | 1.0584 | 1.1323 | 1.2037 | 1.2726 | 1.3386 | 1.402 | 1.4627 | 1.5211 | 1.577 | 1.6305 | 1.6816 | 1.7302 | 1.7764 | 1.8205 | 2.0114 | 2.1609 | 2.2781 | 2.3699 | 2.4418 | 2.4981 | 2.5423 | 2.5769 | 2.604
ExCommLight | 0.10706 | 0.21341 | 0.3206 | 0.42752 | 0.53425 | 0.63914 | 0.78872 | 0.84132 | 0.93719 | 1.0296 | 1.1896 | 1.2048 | 1.2873 | 1.3669 | 1.4435 | 1.5169 | 1.5873 | 1.6547 | 1.7194 | 1.7814 | 1.8407 | 1.8972 | 1.951 | 2.0023 | 2.0511 | 2.2625 | 2.4281 | 2.5578 | 2.6595 | 2.7391 | 2.8015 | 2.8504 | 2.8887 | 2.9188 | 34 | 0.089925 | 0.17995 | 0.2716 | 0.36372 | 0.45635 | 0.54782 | 0.63755 | 0.72503 | 0.80931 | 0.89072 | 0.96927 | 1.0454 | 1.1183 | 1.1888 | 1.2568 | 1.322 | 1.3845 | 1.4444 | 1.502 | 1.5572 | 1.61 | 1.6604 | 1.7084 | 1.754 | 1.7975 | 1.9859 | 2.1335 | 2.2491 | 2.3397 | 2.4107 | 2.4663 | 2.5099 | 2.544 | 2.5708
ExGroc | 0.10442 | 0.2083 | 0.31329 | 0.41827 | 0.52312 | 0.62629 | 0.78659 | 0.82525 | 0.91963 | 1.0106 | 1.1857 | 1.1831 | 1.2643 | 1.3427 | 1.4183 | 1.4907 | 1.56 | 1.6265 | 1.6904 | 1.7514 | 1.81 | 1.8657 | 1.9188 | 1.9694 | 2.0176 | 2.2261 | 2.3894 | 2.5174 | 2.6177 | 2.6963 | 2.7579 | 2.8061 | 2.8439 | 2.8735 | 35 | 0.087281 | 0.17484 | 0.26429 | 0.35446 | 0.44522 | 0.53496 | 0.62305 | 0.70895 | 0.79173 | 0.8717 | 0.94882 | 1.0236 | 1.0953 | 1.1646 | 1.2315 | 1.2957 | 1.3572 | 1.4162 | 1.4729 | 1.5272 | 1.5793 | 1.6289 | 1.6761 | 1.7211 | 1.7639 | 1.9494 | 2.0948 | 2.2087 | 2.2979 | 2.3678 | 2.4226 | 2.4655 | 2.4991 | 2.5255
ExGrocElecHt | 0.10394 | 0.20729 | 0.31175 | 0.41626 | 0.52067 | 0.62329 | 0.7861 | 0.82109 | 0.91485 | 1.0053 | 1.1834 | 1.1766 | 1.2573 | 1.3351 | 1.4102 | 1.482 | 1.5509 | 1.6169 | 1.6802 | 1.7408 | 1.7989 | 1.8543 | 1.907 | 1.9572 | 2.0051 | 2.2121 | 2.3743 | 2.5014 | 2.601 | 2.6791 | 2.7402 | 2.7881 | 2.8256 | 2.8551 | 36 | 0.0868 | 0.17382 | 0.26274 | 0.35245 | 0.44275 | 0.53194 | 0.61948 | 0.70478 | 0.78694 | 0.8663 | 0.94289 | 1.0171 | 1.0883 | 1.157 | 1.2234 | 1.287 | 1.348 | 1.4065 | 1.4627 | 1.5165 | 1.5682 | 1.6174 | 1.6643 | 1.7089 | 1.7514 | 1.9355 | 2.0797 | 2.1926 | 2.2812 | 2.3505 | 2.4049 | 2.4475 | 2.4808 | 2.507
ExGrocGasHt | 0.10454 | 0.20856 | 0.31368 | 0.41878 | 0.52375 | 0.62706 | 0.786 | 0.8263 | 0.92084 | 1.012 | 1.1831 | 1.1847 | 1.2661 | 1.3446 | 1.4203 | 1.4928 | 1.5623 | 1.629 | 1.6929 | 1.7541 | 1.8128 | 1.8686 | 1.9218 | 1.9725 | 2.0207 | 2.2296 | 2.3933 | 2.5215 | 2.622 | 2.7007 | 2.7624 | 2.8107 | 2.8486 | 2.8783 | 37 | 0.087406 | 0.17511 | 0.26468 | 0.35498 | 0.44585 | 0.53573 | 0.62396 | 0.71 | 0.79294 | 0.87306 | 0.95031 | 1.0252 | 1.0971 | 1.1665 | 1.2336 | 1.2978 | 1.3595 | 1.4186 | 1.4755 | 1.5299 | 1.5821 | 1.6318 | 1.6791 | 1.7242 | 1.7671 | 1.953 | 2.0986 | 2.2128 | 2.3022 | 2.3722 | 2.4271 | 2.4701 | 2.5038 | 2.5302
ExGrocHtPmpHt | 0.10435 | 0.20815 | 0.31307 | 0.41798 | 0.52276 | 0.62585 | 0.78228 | 0.82465 | 0.91894 | 1.0099 | 1.1775 | 1.1822 | 1.2633 | 1.3417 | 1.4171 | 1.4894 | 1.5587 | 1.6252 | 1.6889 | 1.7499 | 1.8084 | 1.8641 | 1.9171 | 1.9676 | 2.0158 | 2.224 | 2.3872 | 2.5151 | 2.6153 | 2.6938 | 2.7553 | 2.8035 | 2.8412 | 2.8708 | 38 | 0.087208 | 0.17469 | 0.26406 | 0.35417 | 0.44485 | 0.53451 | 0.62253 | 0.70834 | 0.79104 | 0.87093 | 0.94798 | 1.0227 | 1.0943 | 1.1635 | 1.2304 | 1.2944 | 1.3559 | 1.4148 | 1.4714 | 1.5257 | 1.5777 | 1.6272 | 1.6744 | 1.7194 | 1.7621 | 1.9474 | 2.0926 | 2.2063 | 2.2954 | 2.3653 | 2.42 | 2.4629 | 2.4964 | 2.5228
ExHealth | 0.106 | 0.21135 | 0.31773 | 0.42404 | 0.53026 | 0.63461 | 0.78092 | 0.83579 | 0.93118 | 1.0231 | 1.1742 | 1.1974 | 1.2794 | 1.3584 | 1.4347 | 1.5077 | 1.5777 | 1.6447 | 1.709 | 1.7706 | 1.8295 | 1.8857 | 1.9392 | 1.9902 | 2.0387 | 2.2488 | 2.4135 | 2.5425 | 2.6435 | 2.7227 | 2.7848 | 2.8334 | 2.8715 | 2.9013 | 39 | 0.088862 | 0.17789 | 0.26873 | 0.36024 | 0.45236 | 0.54328 | 0.63253 | 0.71949 | 0.80328 | 0.8842 | 0.96227 | 1.0379 | 1.1103 | 1.1803 | 1.2479 | 1.3127 | 1.3748 | 1.4343 | 1.4915 | 1.5463 | 1.5988 | 1.6489 | 1.6965 | 1.7419 | 1.7851 | 1.9722 | 2.1188 | 2.2337 | 2.3237 | 2.3942 | 2.4495 | 2.4928 | 2.5267 | 2.5533
ExHealthElecHt | 0.0999 | 0.19873 | 0.29942 | 0.40001 | 0.50091 | 0.59929 | 0.77726 | 0.78881 | 0.87804 | 0.96403 | 1.1693 | 1.1274 | 1.2038 | 1.277 | 1.3479 | 1.4153 | 1.4801 | 1.5418 | 1.6011 | 1.6578 | 1.7122 | 1.7641 | 1.8135 | 1.8606 | 1.9054 | 2.0994 | 2.2514 | 2.3705 | 2.4638 | 2.5369 | 2.5942 | 2.6391 | 2.6743 | 2.7018 | 40 | 0.082752 | 0.16525 | 0.25039 | 0.33616 | 0.42296 | 0.5079 | 0.59151 | 0.67243 | 0.75006 | 0.82499 | 0.89768 | 0.96777 | 1.0346 | 1.0987 | 1.161 | 1.2202 | 1.2771 | 1.3313 | 1.3835 | 1.4334 | 1.4814 | 1.5271 | 1.5706 | 1.6121 | 1.6516 | 1.8226 | 1.9565 | 2.0615 | 2.1438 | 2.2082 | 2.2587 | 2.2983 | 2.3293 | 2.3535
ExHealthGasHt | 0.10727 | 0.21396 | 0.32151 | 0.42897 | 0.53625 | 0.64179 | 0.77455 | 0.84528 | 0.94189 | 1.035 | 1.1649 | 1.2114 | 1.2945 | 1.3748 | 1.4521 | 1.5262 | 1.5972 | 1.6652 | 1.7305 | 1.7931 | 1.853 | 1.91 | 1.9643 | 2.0161 | 2.0653 | 2.2787 | 2.4458 | 2.5768 | 2.6794 | 2.7598 | 2.8228 | 2.8721 | 2.9108 | 2.9411 | 41 | 0.090134 | 0.1805 | 0.27251 | 0.36517 | 0.45835 | 0.55047 | 0.64084 | 0.729 | 0.81401 | 0.89611 | 0.97525 | 1.052 | 1.1255 | 1.1967 | 1.2654 | 1.3312 | 1.3943 | 1.4549 | 1.5131 | 1.5689 | 1.6223 | 1.6732 | 1.7217 | 1.7678 | 1.8118 | 2.0021 | 2.1512 | 2.268 | 2.3596 | 2.4313 | 2.4875 | 2.5316 | 2.5661 | 2.5931
ExHealthHtPmpHt | 0.10554 | 0.21048 | 0.31657 | 0.42267 | 0.52873 | 0.63293 | 0.77203 | 0.83389 | 0.92918 | 1.021 | 1.1645 | 1.195 | 1.2769 | 1.3558 | 1.432 | 1.5049 | 1.5748 | 1.6417 | 1.7059 | 1.7674 | 1.8263 | 1.8824 | 1.9358 | 1.9867 | 2.0351 | 2.2448 | 2.4092 | 2.538 | 2.6388 | 2.7179 | 2.7798 | 2.8284 | 2.8664 | 2.8962 | 42 | 0.088401 | 0.17702 | 0.26757 | 0.35886 | 0.45082 | 0.5416 | 0.63075 | 0.7176 | 0.80129 | 0.88209 | 0.96005 | 1.0355 | 1.1079 | 1.1777 | 1.2453 | 1.3099 | 1.3719 | 1.4314 | 1.4884 | 1.5432 | 1.5956 | 1.6455 | 1.6931 | 1.7384 | 1.7815 | 1.9682 | 2.1146 | 2.2292 | 2.319 | 2.3894 | 2.4446 | 2.4878 | 2.5216 | 2.5481
ExHotel | 0.10695 | 0.2132 | 0.32032 | 0.42723 | 0.53397 | 0.63888 | 0.77055 | 0.84111 | 0.93703 | 1.0295 | 1.1631 | 1.2048 | 1.2873 | 1.3669 | 1.4436 | 1.5171 | 1.5875 | 1.6549 | 1.7196 | 1.7816 | 1.841 | 1.8976 | 1.9514 | 2.0027 | 2.0516 | 2.263 | 2.4288 | 2.5586 | 2.6603 | 2.74 | 2.8025 | 2.8514 | 2.8898 | 2.9198 | 43 | 0.089812 | 0.17974 | 0.27133 | 0.36343 | 0.45607 | 0.54755 | 0.63732 | 0.72483 | 0.80915 | 0.8906 | 0.96918 | 1.0453 | 1.1183 | 1.1888 | 1.2569 | 1.3221 | 1.3846 | 1.4446 | 1.5022 | 1.5574 | 1.6103 | 1.6607 | 1.7087 | 1.7544 | 1.798 | 1.9865 | 2.1342 | 2.2499 | 2.3405 | 2.4116 | 2.4672 | 2.5109 | 2.545 | 2.5718
ExHotelElecHt | 0.10538 | 0.20992 | 0.31554 | 0.42087 | 0.52613 | 0.62937 | 0.77036 | 0.82833 | 0.92252 | 1.0133 | 1.1598 | 1.1855 | 1.2665 | 1.3444 | 1.4196 | 1.4915 | 1.5605 | 1.6264 | 1.6897 | 1.7503 | 1.8084 | 1.8638 | 1.9165 | 1.9667 | 2.0145 | 2.2214 | 2.3836 | 2.5106 | 2.6101 | 2.6881 | 2.7493 | 2.7971 | 2.8347 | 2.864 | 44 | 0.088246 | 0.17646 | 0.26653 | 0.35706 | 0.44822 | 0.53803 | 0.62622 | 0.71203 | 0.79462 | 0.87439 | 0.95147 | 1.026 | 1.0975 | 1.1663 | 1.2329 | 1.2965 | 1.3576 | 1.4161 | 1.4723 | 1.5261 | 1.5777 | 1.6269 | 1.6737 | 1.7184 | 1.7608 | 1.9448 | 2.0889 | 2.2018 | 2.2903 | 2.3596 | 2.414 | 2.4565 | 2.4899 | 2.516
ExHotelGasHt | 0.10752 | 0.21439 | 0.32206 | 0.42953 | 0.53678 | 0.64227 | 0.7691 | 0.84564 | 0.94216 | 1.0352 | 1.1575 | 1.2115 | 1.2946 | 1.3748 | 1.452 | 1.526 | 1.5969 | 1.6649 | 1.7301 | 1.7926 | 1.8524 | 1.9094 | 1.9637 | 2.0153 | 2.0646 | 2.2776 | 2.4446 | 2.5754 | 2.6779 | 2.7582 | 2.8211 | 2.8704 | 2.9091 | 2.9393 | 45 | 0.090387 | 0.18094 | 0.27307 | 0.36573 | 0.45889 | 0.55096 | 0.64127 | 0.72937 | 0.81429 | 0.89633 | 0.97543 | 1.0521 | 1.1256 | 1.1967 | 1.2653 | 1.331 | 1.3941 | 1.4546 | 1.5127 | 1.5684 | 1.6218 | 1.6726 | 1.721 | 1.7671 | 1.811 | 2.0011 | 2.15 | 2.2667 | 2.3581 | 2.4298 | 2.4859 | 2.5299 | 2.5643 | 2.5913
ExHotelHtPmpHt | 0.10675 | 0.21283 | 0.31984 | 0.42665 | 0.53332 | 0.63817 | 0.76815 | 0.84032 | 0.9362 | 1.0287 | 1.1574 | 1.2038 | 1.2863 | 1.3658 | 1.4425 | 1.5159 | 1.5863 | 1.6537 | 1.7184 | 1.7803 | 1.8396 | 1.8962 | 1.95 | 2.0012 | 2.05 | 2.2614 | 2.427 | 2.5567 | 2.6584 | 2.738 | 2.8004 | 2.8493 | 2.8876 | 2.9176 | 46 | 0.089618 | 0.17938 | 0.27084 | 0.36286 | 0.45543 | 0.54685 | 0.63657 | 0.72403 | 0.80832 | 0.88973 | 0.96826 | 1.0443 | 1.1172 | 1.1877 | 1.2557 | 1.3209 | 1.3834 | 1.4434 | 1.5009 | 1.5561 | 1.609 | 1.6593 | 1.7073 | 1.753 | 1.7965 | 1.9848 | 2.1324 | 2.248 | 2.3386 | 2.4096 | 2.4652 | 2.5087 | 2.5429 | 2.5696
ExLgOff | 0.10717 | 0.21362 | 0.32089 | 0.42791 | 0.5347 | 0.63963 | 0.76815 | 0.84169 | 0.93746 | 1.0298 | 1.157 | 1.2047 | 1.2871 | 1.3665 | 1.4431 | 1.5164 | 1.5866 | 1.6539 | 1.7185 | 1.7804 | 1.8396 | 1.896 | 1.9497 | 2.0009 | 2.0496 | 2.2606 | 2.4259 | 2.5554 | 2.6569 | 2.7364 | 2.7987 | 2.8476 | 2.8858 | 2.9158 | 47 | 0.090039 | 0.18017 | 0.27189 | 0.3641 | 0.4568 | 0.5483 | 0.63797 | 0.7254 | 0.80957 | 0.89086 | 0.96929 | 1.0453 | 1.1181 | 1.1884 | 1.2563 | 1.3214 | 1.3838 | 1.4436 | 1.5011 | 1.5561 | 1.6089 | 1.6592 | 1.707 | 1.7526 | 1.796 | 1.984 | 2.1313 | 2.2467 | 2.3371 | 2.408 | 2.4635 | 2.507 | 2.541 | 2.5677
ExLgOffElecHt | 0.10603 | 0.21132 | 0.31756 | 0.42368 | 0.5296 | 0.63356 | 0.76717 | 0.83359 | 0.92828 | 1.0196 | 1.1569 | 1.1926 | 1.2739 | 1.3524 | 1.428 | 1.5004 | 1.5698 | 1.6363 | 1.7 | 1.7611 | 1.8196 | 1.8753 | 1.9284 | 1.9789 | 2.0271 | 2.2355 | 2.3987 | 2.5267 | 2.6269 | 2.7055 | 2.767 | 2.8152 | 2.853 | 2.8826 | 48 | 0.088888 | 0.17786 | 0.26855 | 0.35986 | 0.45169 | 0.54221 | 0.6309 | 0.71728 | 0.80036 | 0.8806 | 0.95804 | 1.033 | 1.1049 | 1.1743 | 1.2412 | 1.3054 | 1.3669 | 1.4259 | 1.4825 | 1.5368 | 1.5889 | 1.6384 | 1.6856 | 1.7306 | 1.7734 | 1.9588 | 2.104 | 2.2179 | 2.307 | 2.3769 | 2.4316 | 2.4745 | 2.5081 | 2.5345
ExLgOffGasHt | 0.10816 | 0.21558 | 0.32369 | 0.43144 | 0.53894 | 0.64462 | 0.76696 | 0.84828 | 0.94489 | 1.0381 | 1.1548 | 1.2145 | 1.2977 | 1.3779 | 1.4551 | 1.5291 | 1.6 | 1.668 | 1.7332 | 1.7957 | 1.8555 | 1.9124 | 1.9667 | 2.0183 | 2.0675 | 2.2805 | 2.4474 | 2.5782 | 2.6806 | 2.7609 | 2.8238 | 2.8731 | 2.9117 | 2.942 | 49 | 0.091022 | 0.18213 | 0.2747 | 0.36765 | 0.46105 | 0.55332 | 0.64376 | 0.73201 | 0.81702 | 0.89915 | 0.97835 | 1.0551 | 1.1287 | 1.1998 | 1.2684 | 1.3342 | 1.3972 | 1.4577 | 1.5158 | 1.5715 | 1.6248 | 1.6756 | 1.724 | 1.7701 | 1.814 | 2.004 | 2.1529 | 2.2695 | 2.3609 | 2.4325 | 2.4886 | 2.5326 | 2.567 | 2.594
ExLgOffHtPmpHt | 0.10749 | 0.21428 | 0.32189 | 0.42925 | 0.53639 | 0.64172 | 0.76509 | 0.84467 | 0.94092 | 1.0337 | 1.1541 | 1.2095 | 1.2923 | 1.3721 | 1.4491 | 1.5228 | 1.5934 | 1.6611 | 1.7261 | 1.7883 | 1.8478 | 1.9046 | 1.9586 | 2.01 | 2.059 | 2.2711 | 2.4373 | 2.5676 | 2.6696 | 2.7495 | 2.8122 | 2.8613 | 2.8997 | 2.9298 | 50 | 0.090352 | 0.18083 | 0.2729 | 0.36545 | 0.4585 | 0.5504 | 0.6405 | 0.72839 | 0.81304 | 0.8948 | 0.97364 | 1.05 | 1.1233 | 1.1941 | 1.2623 | 1.3278 | 1.3906 | 1.4508 | 1.5086 | 1.5641 | 1.6172 | 1.6677 | 1.7159 | 1.7618 | 1.8054 | 1.9946 | 2.1427 | 2.2588 | 2.3498 | 2.4211 | 2.4769 | 2.5207 | 2.555 | 2.5818
ExLgRet | 0.10773 | 0.21475 | 0.32252 | 0.43 | 0.53723 | 0.64268 | 0.76463 | 0.84594 | 0.94238 | 1.0354 | 1.1495 | 1.2116 | 1.2946 | 1.3747 | 1.4518 | 1.5257 | 1.5966 | 1.6645 | 1.7296 | 1.792 | 1.8517 | 1.9086 | 1.9628 | 2.0144 | 2.0636 | 2.2764 | 2.4432 | 2.5738 | 2.6762 | 2.7564 | 2.8192 | 2.8685 | 2.9071 | 2.9373 | 51 | 0.090598 | 0.1813 | 0.27353 | 0.3662 | 0.45934 | 0.55136 | 0.64163 | 0.72966 | 0.8145 | 0.89647 | 0.97553 | 1.0521 | 1.1256 | 1.1966 | 1.2651 | 1.3308 | 1.3937 | 1.4542 | 1.5122 | 1.5678 | 1.6211 | 1.6718 | 1.7202 | 1.7662 | 1.81 | 1.9999 | 2.1486 | 2.2651 | 2.3564 | 2.428 | 2.484 | 2.5279 | 2.5624 | 2.5893
ExLgRetElecHt | 0.10772 | 0.21469 | 0.32242 | 0.42981 | 0.53697 | 0.64232 | 0.75903 | 0.84537 | 0.94169 | 1.0346 | 1.1478 | 1.2106 | 1.2935 | 1.3735 | 1.4506 | 1.5244 | 1.5951 | 1.6629 | 1.7279 | 1.7902 | 1.8499 | 1.9067 | 1.9609 | 2.0124 | 2.0615 | 2.2741 | 2.4406 | 2.5711 | 2.6733 | 2.7534 | 2.8162 | 2.8654 | 2.9039 | 2.9341 | 52 | 0.090582 | 0.18124 | 0.27342 | 0.36602 | 0.45908 | 0.551 | 0.64117 | 0.72909 | 0.81382 | 0.89568 | 0.97464 | 1.0512 | 1.1245 | 1.1954 | 1.2638 | 1.3294 | 1.3923 | 1.4526 | 1.5105 | 1.566 | 1.6193 | 1.6699 | 1.7182 | 1.7642 | 1.808 | 1.9975 | 2.146 | 2.2624 | 2.3536 | 2.425 | 2.481 | 2.5248 | 2.5592 | 2.5861
ExLgRetGasHt | 0.10773 | 0.21476 | 0.32254 | 0.43003 | 0.53728 | 0.64274 | 0.75874 | 0.84604 | 0.9425 | 1.0355 | 1.145 | 1.2118 | 1.2948 | 1.3749 | 1.4521 | 1.526 | 1.5968 | 1.6647 | 1.7299 | 1.7923 | 1.8521 | 1.909 | 1.9632 | 2.0148 | 2.064 | 2.2768 | 2.4436 | 2.5743 | 2.6767 | 2.7569 | 2.8198 | 2.8691 | 2.9076 | 2.9379 | 53 | 0.090601 | 0.18131 | 0.27355 | 0.36624 | 0.45939 | 0.55143 | 0.64171 | 0.72976 | 0.81463 | 0.89661 | 0.97569 | 1.0523 | 1.1258 | 1.1968 | 1.2653 | 1.331 | 1.394 | 1.4544 | 1.5125 | 1.5681 | 1.6214 | 1.6722 | 1.7205 | 1.7666 | 1.8104 | 2.0003 | 2.1491 | 2.2656 | 2.357 | 2.4285 | 2.4846 | 2.5285 | 2.5629 | 2.5899
ExLgRetHtPmpHt | 0.10773 | 0.21476 | 0.32254 | 0.43003 | 0.53728 | 0.64274 | 0.75807 | 0.84604 | 0.9425 | 1.0355 | 1.1438 | 1.2118 | 1.2948 | 1.3749 | 1.4521 | 1.526 | 1.5968 | 1.6647 | 1.7299 | 1.7923 | 1.8521 | 1.909 | 1.9632 | 2.0148 | 2.064 | 2.2768 | 2.4436 | 2.5743 | 2.6767 | 2.7569 | 2.8198 | 2.8691 | 2.9076 | 2.9379 | 54 | 0.090601 | 0.18131 | 0.27355 | 0.36624 | 0.45939 | 0.55143 | 0.64171 | 0.72976 | 0.81463 | 0.89661 | 0.97569 | 1.0523 | 1.1258 | 1.1968 | 1.2653 | 1.331 | 1.394 | 1.4544 | 1.5125 | 1.5681 | 1.6214 | 1.6722 | 1.7205 | 1.7666 | 1.8104 | 2.0003 | 2.1491 | 2.2656 | 2.357 | 2.4285 | 2.4846 | 2.5285 | 2.5629 | 2.5899
ExRest | 0.10474 | 0.20886 | 0.31412 | 0.41931 | 0.52437 | 0.62764 | 0.75799 | 0.82676 | 0.92114 | 1.0121 | 1.1422 | 1.1846 | 1.2658 | 1.3441 | 1.4196 | 1.4918 | 1.561 | 1.6274 | 1.6911 | 1.752 | 1.8104 | 1.8661 | 1.9191 | 1.9695 | 2.0176 | 2.2256 | 2.3887 | 2.5164 | 2.6165 | 2.6949 | 2.7563 | 2.8045 | 2.8422 | 2.8718 | 55 | 0.087602 | 0.1754 | 0.26511 | 0.3555 | 0.44646 | 0.5363 | 0.62451 | 0.71046 | 0.79323 | 0.87319 | 0.95034 | 1.0251 | 1.0968 | 1.166 | 1.2328 | 1.2968 | 1.3582 | 1.4171 | 1.4736 | 1.5278 | 1.5797 | 1.6292 | 1.6763 | 1.7212 | 1.764 | 1.949 | 2.094 | 2.2076 | 2.2966 | 2.3664 | 2.421 | 2.4638 | 2.4974 | 2.5237
ExRestElecHt | 0.10192 | 0.20301 | 0.30556 | 0.40807 | 0.51057 | 0.61093 | 0.75588 | 0.80435 | 0.89568 | 0.98374 | 1.1406 | 1.1508 | 1.2292 | 1.3046 | 1.3773 | 1.4468 | 1.5135 | 1.5772 | 1.6384 | 1.6969 | 1.7531 | 1.8065 | 1.8575 | 1.906 | 1.9522 | 2.1523 | 2.309 | 2.4318 | 2.5281 | 2.6035 | 2.6625 | 2.7088 | 2.7451 | 2.7735 | 56 | 0.084773 | 0.16953 | 0.25653 | 0.34423 | 0.43263 | 0.51955 | 0.60502 | 0.688 | 0.76773 | 0.84473 | 0.91919 | 0.99122 | 1.0601 | 1.1264 | 1.1905 | 1.2517 | 1.3105 | 1.3668 | 1.4208 | 1.4725 | 1.5222 | 1.5696 | 1.6147 | 1.6576 | 1.6985 | 1.8755 | 2.0143 | 2.1229 | 2.2081 | 2.2748 | 2.3271 | 2.3681 | 2.4002 | 2.4253
ExRestGasHt | 0.10529 | 0.21 | 0.31577 | 0.42149 | 0.52704 | 0.63087 | 0.75561 | 0.83109 | 0.92606 | 1.0176 | 1.1394 | 1.1911 | 1.2729 | 1.3517 | 1.4277 | 1.5005 | 1.5702 | 1.6371 | 1.7013 | 1.7627 | 1.8215 | 1.8776 | 1.9309 | 1.9818 | 2.0302 | 2.2398 | 2.404 | 2.5327 | 2.6335 | 2.7125 | 2.7744 | 2.8229 | 2.8609 | 2.8907 | 57 | 0.088151 | 0.17654 | 0.26677 | 0.35768 | 0.44914 | 0.53954 | 0.62828 | 0.7148 | 0.79816 | 0.87869 | 0.95635 | 1.0316 | 1.1038 | 1.1736 | 1.2409 | 1.3055 | 1.3674 | 1.4268 | 1.4838 | 1.5384 | 1.5908 | 1.6407 | 1.6882 | 1.7335 | 1.7766 | 1.9632 | 2.1094 | 2.224 | 2.3137 | 2.384 | 2.4391 | 2.4823 | 2.5161 | 2.5427
ExRestHtPmpHt | 0.10467 | 0.20871 | 0.3139 | 0.41903 | 0.52403 | 0.62723 | 0.7555 | 0.82623 | 0.92054 | 1.0115 | 1.1388 | 1.1838 | 1.265 | 1.3432 | 1.4186 | 1.4908 | 1.56 | 1.6263 | 1.6899 | 1.7508 | 1.8091 | 1.8647 | 1.9177 | 1.9681 | 2.0161 | 2.224 | 2.3868 | 2.5145 | 2.6145 | 2.6928 | 2.7542 | 2.8023 | 2.84 | 2.8695 | 58 | 0.087528 | 0.17525 | 0.26489 | 0.35522 | 0.44612 | 0.53589 | 0.62404 | 0.70992 | 0.79263 | 0.87252 | 0.94961 | 1.0243 | 1.0959 | 1.165 | 1.2318 | 1.2957 | 1.3571 | 1.4159 | 1.4724 | 1.5265 | 1.5784 | 1.6278 | 1.6749 | 1.7198 | 1.7625 | 1.9473 | 2.0922 | 2.2057 | 2.2946 | 2.3643 | 2.4189 | 2.4617 | 2.4952 | 2.5214
ExSchool | 0.10851 | 0.21615 | 0.32434 | 0.43187 | 0.53915 | 0.64457 | 0.75502 | 0.84779 | 0.94418 | 1.0372 | 1.138 | 1.2134 | 1.2964 | 1.3764 | 1.4534 | 1.5272 | 1.5979 | 1.6656 | 1.7307 | 1.7929 | 1.8525 | 1.9093 | 1.9633 | 2.0148 | 2.0639 | 2.2761 | 2.4425 | 2.5728 | 2.6749 | 2.7549 | 2.8176 | 2.8667 | 2.9052 | 2.9354 | 59 | 0.091381 | 0.18271 | 0.27535 | 0.3681 | 0.46128 | 0.55328 | 0.64349 | 0.73154 | 0.81634 | 0.89829 | 0.9774 | 1.054 | 1.1274 | 1.1983 | 1.2667 | 1.3323 | 1.3951 | 1.4554 | 1.5133 | 1.5688 | 1.6219 | 1.6725 | 1.7207 | 1.7666 | 1.8104 | 1.9996 | 2.148 | 2.2642 | 2.3552 | 2.4266 | 2.4825 | 2.5263 | 2.5606 | 2.5875
ExSchoolElecHt | 0.10527 | 0.2093 | 0.31416 | 0.41807 | 0.52195 | 0.62339 | 0.75482 | 0.81893 | 0.91117 | 1.0001 | 1.1375 | 1.1691 | 1.2482 | 1.3242 | 1.3976 | 1.4674 | 1.5345 | 1.5985 | 1.66 | 1.7189 | 1.7752 | 1.8289 | 1.88 | 1.9287 | 1.975 | 2.1757 | 2.333 | 2.4562 | 2.5527 | 2.6284 | 2.6876 | 2.7341 | 2.7705 | 2.799 | 60 | 0.088142 | 0.17585 | 0.26517 | 0.35429 | 0.44407 | 0.53209 | 0.61853 | 0.70267 | 0.78331 | 0.86124 | 0.93682 | 1.0096 | 1.0793 | 1.1462 | 1.2109 | 1.2725 | 1.3317 | 1.3882 | 1.4426 | 1.4947 | 1.5446 | 1.5921 | 1.6373 | 1.6804 | 1.7215 | 1.8992 | 2.0384 | 2.1475 | 2.233 | 2.3 | 2.3525 | 2.3936 | 2.4258 | 2.451
ExSchoolGasHt | 0.10897 | 0.21712 | 0.32577 | 0.43382 | 0.54157 | 0.64755 | 0.75381 | 0.85185 | 0.94882 | 1.0424 | 1.1358 | 1.2196 | 1.3031 | 1.3837 | 1.4613 | 1.5356 | 1.6068 | 1.6751 | 1.7406 | 1.8033 | 1.8634 | 1.9206 | 1.9751 | 2.0269 | 2.0763 | 2.2903 | 2.4579 | 2.5892 | 2.6921 | 2.7727 | 2.8359 | 2.8854 | 2.9242 | 2.9545 | 61 | 0.091836 | 0.18368 | 0.27679 | 0.37004 | 0.4637 | 0.55626 | 0.647 | 0.7356 | 0.82098 | 0.9035 | 0.98311 | 1.0602 | 1.1342 | 1.2057 | 1.2746 | 1.3407 | 1.404 | 1.4648 | 1.5232 | 1.5792 | 1.6328 | 1.6838 | 1.7325 | 1.7788 | 1.8229 | 2.0138 | 2.1634 | 2.2806 | 2.3724 | 2.4444 | 2.5007 | 2.5449 | 2.5795 | 2.6066
ExSchoolHtPmpHt | 0.10808 | 0.21524 | 0.32298 | 0.43003 | 0.53686 | 0.64174 | 0.75329 | 0.84394 | 0.93977 | 1.0322 | 1.1358 | 1.2075 | 1.2899 | 1.3694 | 1.446 | 1.5192 | 1.5894 | 1.6567 | 1.7212 | 1.783 | 1.8422 | 1.8985 | 1.9522 | 2.0033 | 2.052 | 2.2627 | 2.4279 | 2.5572 | 2.6586 | 2.738 | 2.8003 | 2.849 | 2.8872 | 2.9172 | 62 | 0.090949 | 0.1818 | 0.274 | 0.36625 | 0.45899 | 0.55045 | 0.64016 | 0.72769 | 0.81193 | 0.89335 | 0.97199 | 1.0481 | 1.121 | 1.1914 | 1.2593 | 1.3243 | 1.3867 | 1.4464 | 1.5039 | 1.5589 | 1.6116 | 1.6618 | 1.7096 | 1.7551 | 1.7985 | 1.9862 | 2.1333 | 2.2486 | 2.3389 | 2.4097 | 2.4651 | 2.5085 | 2.5426 | 2.5693
ExSmOff | 0.10417 | 0.20788 | 0.31306 | 0.41855 | 0.52393 | 0.62752 | 0.75312 | 0.82705 | 0.92158 | 1.0126 | 1.1347 | 1.1851 | 1.2663 | 1.3447 | 1.4202 | 1.4925 | 1.5618 | 1.6282 | 1.692 | 1.7529 | 1.8114 | 1.867 | 1.92 | 1.9704 | 2.0185 | 2.2266 | 2.3896 | 2.5173 | 2.6174 | 2.6959 | 2.7573 | 2.8054 | 2.8432 | 2.8727 | 63 | 0.087029 | 0.17441 | 0.26404 | 0.35472 | 0.44599 | 0.53615 | 0.62458 | 0.71071 | 0.79363 | 0.87364 | 0.95078 | 1.0256 | 1.0972 | 1.1665 | 1.2333 | 1.2974 | 1.3588 | 1.4178 | 1.4744 | 1.5286 | 1.5806 | 1.63 | 1.6772 | 1.7221 | 1.7648 | 1.9499 | 2.0949 | 2.2085 | 2.2975 | 2.3672 | 2.4219 | 2.4647 | 2.4982 | 2.5245
ExSmOffElecHt | 0.10113 | 0.20183 | 0.30445 | 0.40775 | 0.51105 | 0.6124 | 0.75306 | 0.80731 | 0.89944 | 0.9881 | 1.1344 | 1.1562 | 1.2352 | 1.3113 | 1.3848 | 1.4551 | 1.5224 | 1.5869 | 1.6488 | 1.7081 | 1.7648 | 1.8189 | 1.8704 | 1.9194 | 1.9661 | 2.1683 | 2.3267 | 2.4509 | 2.5481 | 2.6243 | 2.684 | 2.7308 | 2.7675 | 2.7962 | 64 | 0.083972 | 0.16834 | 0.2554 | 0.34389 | 0.43308 | 0.52098 | 0.60716 | 0.6909 | 0.77143 | 0.84903 | 0.92396 | 0.99656 | 1.066 | 1.133 | 1.1978 | 1.2599 | 1.3194 | 1.3764 | 1.4312 | 1.4836 | 1.5339 | 1.5818 | 1.6274 | 1.6709 | 1.7123 | 1.8914 | 2.0318 | 2.1418 | 2.228 | 2.2955 | 2.3484 | 2.3899 | 2.4224 | 2.4478
ExSmOffGasHt | 0.10537 | 0.21025 | 0.31641 | 0.42272 | 0.52889 | 0.63332 | 0.75202 | 0.83454 | 0.92995 | 1.0219 | 1.1332 | 1.196 | 1.278 | 1.3571 | 1.4334 | 1.5065 | 1.5765 | 1.6436 | 1.708 | 1.7696 | 1.8287 | 1.8849 | 1.9384 | 1.9894 | 2.0379 | 2.2482 | 2.4129 | 2.542 | 2.6431 | 2.7223 | 2.7844 | 2.833 | 2.8712 | 2.901 | 65 | 0.088231 | 0.17679 | 0.26739 | 0.35891 | 0.45097 | 0.54196 | 0.63122 | 0.71822 | 0.80202 | 0.88291 | 0.96087 | 1.0365 | 1.1089 | 1.179 | 1.2466 | 1.3114 | 1.3736 | 1.4332 | 1.4905 | 1.5453 | 1.5979 | 1.648 | 1.6956 | 1.741 | 1.7843 | 1.9715 | 2.1182 | 2.2331 | 2.3232 | 2.3938 | 2.449 | 2.4924 | 2.5263 | 2.5529
ExSmOffHtPmpHt | 0.10458 | 0.20869 | 0.31423 | 0.42004 | 0.52573 | 0.62967 | 0.75132 | 0.82992 | 0.92483 | 1.0163 | 1.1331 | 1.1894 | 1.271 | 1.3497 | 1.4255 | 1.4981 | 1.5677 | 1.6345 | 1.6985 | 1.7598 | 1.8184 | 1.8743 | 1.9276 | 1.9782 | 2.0265 | 2.2355 | 2.3993 | 2.5276 | 2.6281 | 2.7069 | 2.7686 | 2.817 | 2.8548 | 2.8845 | 66 | 0.087435 | 0.17523 | 0.26521 | 0.35622 | 0.4478 | 0.53831 | 0.62709 | 0.71359 | 0.79689 | 0.87727 | 0.95476 | 1.0299 | 1.1019 | 1.1715 | 1.2387 | 1.3031 | 1.3648 | 1.4241 | 1.481 | 1.5355 | 1.5877 | 1.6374 | 1.6848 | 1.7299 | 1.7728 | 1.9588 | 2.1045 | 2.2187 | 2.3082 | 2.3783 | 2.4332 | 2.4762 | 2.5099 | 2.5364
ExSmRet | 0.10844 | 0.21609 | 0.32436 | 0.43218 | 0.53975 | 0.6455 | 0.75123 | 0.84932 | 0.94603 | 1.0393 | 1.133 | 1.2161 | 1.2993 | 1.3796 | 1.457 | 1.5311 | 1.6021 | 1.6702 | 1.7355 | 1.798 | 1.8579 | 1.915 | 1.9693 | 2.0211 | 2.0704 | 2.2837 | 2.4509 | 2.5819 | 2.6845 | 2.7649 | 2.828 | 2.8773 | 2.916 | 2.9463 | 67 | 0.091308 | 0.18265 | 0.27537 | 0.36839 | 0.46187 | 0.5542 | 0.64473 | 0.73306 | 0.81818 | 0.90041 | 0.97976 | 1.0566 | 1.1303 | 1.2016 | 1.2703 | 1.3361 | 1.3993 | 1.4599 | 1.5181 | 1.5739 | 1.6273 | 1.6782 | 1.7267 | 1.7729 | 1.8168 | 2.0072 | 2.1564 | 2.2732 | 2.3648 | 2.4366 | 2.4928 | 2.5368 | 2.5713 | 2.5984
ExSmRetElecHt | 0.1077 | 0.21455 | 0.3221 | 0.42924 | 0.53618 | 0.64117 | 0.75112 | 0.8435 | 0.9394 | 1.0319 | 1.1327 | 1.2073 | 1.2898 | 1.3693 | 1.446 | 1.5194 | 1.5897 | 1.6571 | 1.7218 | 1.7837 | 1.843 | 1.8995 | 1.9534 | 2.0046 | 2.0534 | 2.2648 | 2.4304 | 2.5601 | 2.6618 | 2.7414 | 2.8039 | 2.8528 | 2.8911 | 2.9211 | 68 | 0.090564 | 0.18109 | 0.27311 | 0.36545 | 0.45829 | 0.54986 | 0.63968 | 0.72722 | 0.81153 | 0.89297 | 0.97164 | 1.0478 | 1.1208 | 1.1912 | 1.2593 | 1.3244 | 1.3869 | 1.4468 | 1.5044 | 1.5595 | 1.6124 | 1.6627 | 1.7107 | 1.7564 | 1.7999 | 1.9882 | 2.1358 | 2.2514 | 2.342 | 2.413 | 2.4686 | 2.5122 | 2.5464 | 2.5731
ExSmRetGasHt | 0.10864 | 0.21652 | 0.32498 | 0.43299 | 0.54074 | 0.6467 | 0.75112 | 0.85094 | 0.94787 | 1.0414 | 1.1326 | 1.2185 | 1.3019 | 1.3825 | 1.46 | 1.5343 | 1.6055 | 1.6738 | 1.7393 | 1.802 | 1.8621 | 1.9193 | 1.9738 | 2.0256 | 2.0751 | 2.289 | 2.4566 | 2.5879 | 2.6909 | 2.7715 | 2.8347 | 2.8842 | 2.9229 | 2.9533 | 69 | 0.091514 | 0.18308 | 0.276 | 0.36921 | 0.46287 | 0.5554 | 0.64613 | 0.73468 | 0.82002 | 0.90247 | 0.98202 | 1.0591 | 1.133 | 1.2044 | 1.2733 | 1.3394 | 1.4028 | 1.4635 | 1.5219 | 1.5779 | 1.6315 | 1.6825 | 1.7311 | 1.7774 | 1.8215 | 2.0125 | 2.1621 | 2.2793 | 2.3711 | 2.4431 | 2.4995 | 2.5437 | 2.5783 | 2.6054
ExSmRetHtPmpHt | 0.10843 | 0.21606 | 0.3243 | 0.43208 | 0.53962 | 0.64532 | 0.75107 | 0.84905 | 0.94571 | 1.0389 | 1.1325 | 1.2156 | 1.2988 | 1.3791 | 1.4564 | 1.5305 | 1.6014 | 1.6694 | 1.7347 | 1.7972 | 1.857 | 1.9141 | 1.9683 | 2.0201 | 2.0693 | 2.2825 | 2.4496 | 2.5804 | 2.683 | 2.7634 | 2.8263 | 2.8756 | 2.9143 | 2.9446 | 70 | 0.091298 | 0.18261 | 0.27532 | 0.3683 | 0.46174 | 0.55402 | 0.64451 | 0.73279 | 0.81786 | 0.90005 | 0.97936 | 1.0562 | 1.1298 | 1.201 | 1.2697 | 1.3355 | 1.3986 | 1.4592 | 1.5173 | 1.573 | 1.6264 | 1.6773 | 1.7257 | 1.7718 | 1.8158 | 2.006 | 2.155 | 2.2718 | 2.3633 | 2.435 | 2.4911 | 2.5352 | 2.5696 | 2.5967
ExWareh | 0.10825 | 0.21578 | 0.32407 | 0.4321 | 0.53989 | 0.64585 | 0.75057 | 0.85007 | 0.94695 | 1.0404 | 1.1323 | 1.2173 | 1.3007 | 1.3811 | 1.4586 | 1.5328 | 1.6039 | 1.6721 | 1.7375 | 1.8001 | 1.8601 | 1.9173 | 1.9717 | 2.0235 | 2.0728 | 2.2865 | 2.454 | 2.5851 | 2.6879 | 2.7685 | 2.8316 | 2.881 | 2.9197 | 2.9501 | 71 | 0.091115 | 0.18232 | 0.27508 | 0.36831 | 0.462 | 0.55453 | 0.64529 | 0.73379 | 0.81907 | 0.90145 | 0.9809 | 1.0579 | 1.1317 | 1.203 | 1.2718 | 1.3378 | 1.4011 | 1.4618 | 1.5201 | 1.5759 | 1.6295 | 1.6804 | 1.729 | 1.7752 | 1.8193 | 2.01 | 2.1594 | 2.2764 | 2.3681 | 2.44 | 2.4963 | 2.5404 | 2.575 | 2.6021
ExWarehElecHt | 0.10793 | 0.21507 | 0.32299 | 0.43059 | 0.53795 | 0.64341 | 0.75021 | 0.84662 | 0.94297 | 1.0359 | 1.1321 | 1.2119 | 1.2948 | 1.3747 | 1.4517 | 1.5255 | 1.5961 | 1.6638 | 1.7288 | 1.791 | 1.8506 | 1.9074 | 1.9615 | 2.0129 | 2.062 | 2.2743 | 2.4407 | 2.571 | 2.6731 | 2.7532 | 2.8159 | 2.865 | 2.9035 | 2.9336 | 72 | 0.090798 | 0.18161 | 0.27399 | 0.36679 | 0.46005 | 0.55209 | 0.64236 | 0.73034 | 0.81508 | 0.89694 | 0.97593 | 1.0524 | 1.1258 | 1.1966 | 1.265 | 1.3305 | 1.3933 | 1.4535 | 1.5114 | 1.5668 | 1.6199 | 1.6706 | 1.7188 | 1.7647 | 1.8084 | 1.9977 | 2.1461 | 2.2623 | 2.3533 | 2.4247 | 2.4806 | 2.5244 | 2.5587 | 2.5856
ExWarehGasHt | 0.10838 | 0.21606 | 0.32451 | 0.43271 | 0.54067 | 0.64683 | 0.75018 | 0.85145 | 0.94855 | 1.0422 | 1.1314 | 1.2195 | 1.303 | 1.3837 | 1.4613 | 1.5358 | 1.6071 | 1.6754 | 1.741 | 1.8038 | 1.8639 | 1.9212 | 1.9758 | 2.0277 | 2.0772 | 2.2914 | 2.4593 | 2.5908 | 2.6939 | 2.7746 | 2.8379 | 2.8874 | 2.9263 | 2.9567 | 73 | 0.091243 | 0.18261 | 0.27551 | 0.36892 | 0.46278 | 0.55552 | 0.64647 | 0.73517 | 0.82068 | 0.90326 | 0.9829 | 1.0601 | 1.134 | 1.2056 | 1.2746 | 1.3408 | 1.4042 | 1.4651 | 1.5236 | 1.5796 | 1.6333 | 1.6844 | 1.7331 | 1.7795 | 1.8237 | 2.0149 | 2.1647 | 2.2821 | 2.3741 | 2.4462 | 2.5026 | 2.5469 | 2.5815 | 2.6087
ExWarehHtPmpHt | 0.10803 | 0.21536 | 0.3235 | 0.43141 | 0.5391 | 0.64498 | 0.74989 | 0.84904 | 0.94585 | 1.0392 | 1.1311 | 1.216 | 1.2993 | 1.3796 | 1.457 | 1.5312 | 1.6022 | 1.6703 | 1.7357 | 1.7982 | 1.8582 | 1.9152 | 1.9696 | 2.0214 | 2.0707 | 2.2841 | 2.4513 | 2.5824 | 2.685 | 2.7655 | 2.8285 | 2.8779 | 2.9166 | 2.9469 | 74 | 0.090895 | 0.1819 | 0.27451 | 0.36762 | 0.46121 | 0.55366 | 0.64434 | 0.73276 | 0.81797 | 0.90028 | 0.97965 | 1.0565 | 1.1303 | 1.2015 | 1.2703 | 1.3362 | 1.3994 | 1.46 | 1.5182 | 1.574 | 1.6275 | 1.6784 | 1.7269 | 1.7731 | 1.8171 | 2.0075 | 2.1567 | 2.2736 | 2.3652 | 2.437 | 2.4933 | 2.5373 | 2.5718 | 2.5989
FLAT | 0.10337 | 0.20626 | 0.31034 | 0.41449 | 0.51854 | 0.62091 | 0.74973 | 0.81839 | 0.91206 | 1.0024 | 1.1309 | 1.1735 | 1.2542 | 1.332 | 1.407 | 1.4788 | 1.5477 | 1.6137 | 1.677 | 1.7377 | 1.7958 | 1.8511 | 1.9038 | 1.954 | 2.0018 | 2.2088 | 2.3709 | 2.498 | 2.5975 | 2.6755 | 2.7367 | 2.7845 | 2.8221 | 2.8515 | 75 | 0.08623 | 0.17279 | 0.26134 | 0.35068 | 0.44062 | 0.52957 | 0.61692 | 0.70208 | 0.78414 | 0.86343 | 0.9399 | 1.014 | 1.0852 | 1.1539 | 1.2202 | 1.2838 | 1.3448 | 1.4033 | 1.4596 | 1.5134 | 1.565 | 1.6142 | 1.6611 | 1.7057 | 1.7482 | 1.9321 | 2.0763 | 2.1892 | 2.2777 | 2.347 | 2.4013 | 2.4439 | 2.4772 | 2.5034
Flat 00-24h by 7d | 0.10305 | 0.20565 | 0.3095 | 0.41347 | 0.51735 | 0.61956 | 0.74966 | 0.8167 | 0.91019 | 1.0004 | 1.1308 | 1.1712 | 1.2517 | 1.3293 | 1.4042 | 1.4759 | 1.5446 | 1.6105 | 1.6737 | 1.7342 | 1.7921 | 1.8474 | 1.9 | 1.95 | 1.9977 | 2.2043 | 2.3661 | 2.4929 | 2.5922 | 2.6701 | 2.7311 | 2.7789 | 2.8163 | 2.8456 | 76 | 0.085914 | 0.17218 | 0.26049 | 0.34966 | 0.43943 | 0.52821 | 0.6154 | 0.70038 | 0.78228 | 0.86139 | 0.93768 | 1.0117 | 1.0826 | 1.1512 | 1.2174 | 1.2808 | 1.3417 | 1.4001 | 1.4562 | 1.5099 | 1.5614 | 1.6105 | 1.6572 | 1.7017 | 1.7441 | 1.9276 | 2.0714 | 2.1841 | 2.2724 | 2.3415 | 2.3957 | 2.4382 | 2.4715 | 2.4975
Flat 06-24h x 7d | 0.10639 | 0.21211 | 0.31862 | 0.4248 | 0.53079 | 0.63507 | 0.74942 | 0.83626 | 0.93176 | 1.0239 | 1.1308 | 1.1985 | 1.2808 | 1.3602 | 1.4367 | 1.51 | 1.5802 | 1.6475 | 1.7121 | 1.774 | 1.8333 | 1.8898 | 1.9435 | 1.9947 | 2.0435 | 2.2547 | 2.4201 | 2.5498 | 2.6514 | 2.731 | 2.7933 | 2.8422 | 2.8805 | 2.9104 | 77 | 0.089262 | 0.17867 | 0.26963 | 0.36102 | 0.4529 | 0.54376 | 0.63298 | 0.71999 | 0.8039 | 0.885 | 0.96324 | 1.0391 | 1.1118 | 1.1821 | 1.25 | 1.315 | 1.3774 | 1.4373 | 1.4947 | 1.5498 | 1.6027 | 1.653 | 1.7009 | 1.7465 | 1.79 | 1.9782 | 2.1256 | 2.2411 | 2.3316 | 2.4025 | 2.4581 | 2.5016 | 2.5358 | 2.5625
Flat 08-18h x 5d | 0.1144 | 0.22768 | 0.34098 | 0.45329 | 0.56512 | 0.67499 | 0.7494 | 0.88666 | 0.98715 | 1.0841 | 1.1303 | 1.2678 | 1.3543 | 1.4377 | 1.518 | 1.595 | 1.6687 | 1.7393 | 1.8071 | 1.8721 | 1.9343 | 1.9935 | 2.0499 | 2.1036 | 2.1548 | 2.3763 | 2.5498 | 2.6858 | 2.7924 | 2.8758 | 2.9413 | 2.9925 | 3.0327 | 3.0641 | 78 | 0.097277 | 0.19425 | 0.29202 | 0.38953 | 0.48727 | 0.58372 | 0.67823 | 0.77044 | 0.85934 | 0.94525 | 1.0281 | 1.1084 | 1.1854 | 1.2597 | 1.3314 | 1.4001 | 1.466 | 1.5292 | 1.5898 | 1.648 | 1.7037 | 1.7568 | 1.8074 | 1.8555 | 1.9014 | 2.0999 | 2.2554 | 2.3773 | 2.4728 | 2.5476 | 2.6062 | 2.6521 | 2.6881 | 2.7163
Flat 08-18h x 7d | 0.11219 | 0.22334 | 0.33455 | 0.4448 | 0.55468 | 0.66268 | 0.74891 | 0.87085 | 0.9697 | 1.0651 | 1.1295 | 1.2459 | 1.331 | 1.4132 | 1.4923 | 1.5681 | 1.6407 | 1.7103 | 1.7771 | 1.8411 | 1.9024 | 1.9607 | 2.0163 | 2.0692 | 2.1196 | 2.3379 | 2.5089 | 2.6428 | 2.7478 | 2.83 | 2.8945 | 2.945 | 2.9845 | 3.0155 | 79 | 0.095062 | 0.18991 | 0.28559 | 0.38104 | 0.47684 | 0.57143 | 0.66412 | 0.75464 | 0.8419 | 0.92626 | 1.0077 | 1.0865 | 1.1622 | 1.2352 | 1.3057 | 1.3733 | 1.438 | 1.5002 | 1.5598 | 1.6171 | 1.6719 | 1.7241 | 1.7738 | 1.8212 | 1.8662 | 2.0615 | 2.2145 | 2.3343 | 2.4282 | 2.5018 | 2.5595 | 2.6046 | 2.64 | 2.6678
GrocAutoCloser | 0.10766 | 0.21457 | 0.32226 | 0.42966 | 0.5368 | 0.64209 | 0.74881 | 0.84503 | 0.94127 | 1.0341 | 1.1292 | 1.2099 | 1.2928 | 1.3726 | 1.4496 | 1.5233 | 1.5939 | 1.6616 | 1.7265 | 1.7887 | 1.8483 | 1.905 | 1.9591 | 2.0105 | 2.0596 | 2.2718 | 2.4381 | 2.5684 | 2.6705 | 2.7504 | 2.8131 | 2.8622 | 2.9007 | 2.9308 | 80 | 0.090526 | 0.18111 | 0.27327 | 0.36586 | 0.4589 | 0.55077 | 0.6409 | 0.72874 | 0.81339 | 0.89516 | 0.97405 | 1.0505 | 1.1238 | 1.1945 | 1.2628 | 1.3283 | 1.3911 | 1.4513 | 1.5091 | 1.5645 | 1.6176 | 1.6682 | 1.7164 | 1.7623 | 1.806 | 1.9952 | 2.1435 | 2.2596 | 2.3507 | 2.422 | 2.4779 | 2.5216 | 2.556 | 2.5828
GrocCaseLight18h | 0.10587 | 0.21109 | 0.31717 | 0.423 | 0.52865 | 0.63258 | 0.74873 | 0.83307 | 0.92822 | 1.02 | 1.1291 | 1.1939 | 1.2759 | 1.355 | 1.4312 | 1.5041 | 1.5741 | 1.6411 | 1.7055 | 1.7671 | 1.8261 | 1.8823 | 1.9359 | 1.9869 | 2.0354 | 2.2457 | 2.4105 | 2.5396 | 2.6407 | 2.72 | 2.7821 | 2.8308 | 2.8689 | 2.8987 | 81 | 0.088734 | 0.17763 | 0.26818 | 0.35921 | 0.45076 | 0.54127 | 0.63013 | 0.71679 | 0.80034 | 0.88108 | 0.95898 | 1.0345 | 1.1069 | 1.1769 | 1.2444 | 1.3091 | 1.3712 | 1.4308 | 1.488 | 1.5429 | 1.5954 | 1.6455 | 1.6932 | 1.7386 | 1.7819 | 1.9692 | 2.1159 | 2.2309 | 2.321 | 2.3916 | 2.4469 | 2.4902 | 2.5242 | 2.5508
GrocCaseLight24h | 0.10363 | 0.20676 | 0.31107 | 0.41544 | 0.51968 | 0.62223 | 0.7486 | 0.82001 | 0.9138 | 1.0043 | 1.129 | 1.1756 | 1.2564 | 1.3343 | 1.4094 | 1.4813 | 1.5502 | 1.6163 | 1.6797 | 1.7403 | 1.7985 | 1.8539 | 1.9066 | 1.9569 | 2.0047 | 2.2119 | 2.3742 | 2.5014 | 2.601 | 2.6791 | 2.7403 | 2.7882 | 2.8258 | 2.8552 | 82 | 0.086492 | 0.1733 | 0.26206 | 0.35162 | 0.44177 | 0.53089 | 0.6184 | 0.7037 | 0.78589 | 0.8653 | 0.94188 | 1.0161 | 1.0874 | 1.1561 | 1.2226 | 1.2862 | 1.3473 | 1.4059 | 1.4622 | 1.5161 | 1.5678 | 1.617 | 1.6639 | 1.7086 | 1.7511 | 1.9352 | 2.0795 | 2.1926 | 2.2812 | 2.3506 | 2.4049 | 2.4475 | 2.4809 | 2.5071
GrocCaseLightMotionSensor | 0.10304 | 0.2057 | 0.31014 | 0.41516 | 0.52001 | 0.62307 | 0.74859 | 0.82153 | 0.91546 | 1.0059 | 1.1288 | 1.1771 | 1.2578 | 1.3355 | 1.4105 | 1.4822 | 1.551 | 1.617 | 1.6802 | 1.7407 | 1.7986 | 1.8538 | 1.9064 | 1.9565 | 2.0042 | 2.2106 | 2.3724 | 2.4991 | 2.5984 | 2.6762 | 2.7372 | 2.785 | 2.8224 | 2.8517 | 83 | 0.085884 | 0.17221 | 0.2611 | 0.3513 | 0.44204 | 0.53166 | 0.6196 | 0.70514 | 0.78745 | 0.86686 | 0.94335 | 1.0175 | 1.0886 | 1.1573 | 1.2235 | 1.2871 | 1.348 | 1.4064 | 1.4626 | 1.5162 | 1.5677 | 1.6168 | 1.6635 | 1.708 | 1.7503 | 1.9338 | 2.0775 | 2.1901 | 2.2783 | 2.3475 | 2.4016 | 2.4441 | 2.4773 | 2.5034
GrocDoorGasket | 0.10558 | 0.21053 | 0.31665 | 0.4228 | 0.52874 | 0.63284 | 0.74846 | 0.83341 | 0.92846 | 1.0201 | 1.1288 | 1.1936 | 1.2753 | 1.3541 | 1.4301 | 1.5028 | 1.5725 | 1.6393 | 1.7033 | 1.7647 | 1.8234 | 1.8794 | 1.9327 | 1.9835 | 2.0319 | 2.2412 | 2.4053 | 2.5338 | 2.6345 | 2.7134 | 2.7752 | 2.8237 | 2.8616 | 2.8914 | 84 | 0.088433 | 0.17707 | 0.26764 | 0.35898 | 0.45081 | 0.54149 | 0.63045 | 0.71708 | 0.80052 | 0.88109 | 0.95879 | 1.0341 | 1.1063 | 1.176 | 1.2432 | 1.3077 | 1.3696 | 1.4289 | 1.4858 | 1.5403 | 1.5927 | 1.6425 | 1.6899 | 1.7351 | 1.7782 | 1.9645 | 2.1105 | 2.2249 | 2.3146 | 2.3848 | 2.4398 | 2.483 | 2.5167 | 2.5432
GrocFloatHeadAir | 0.10755 | 0.21464 | 0.32292 | 0.43112 | 0.53904 | 0.64542 | 0.74845 | 0.85056 | 0.94794 | 1.0418 | 1.1287 | 1.2194 | 1.3032 | 1.3842 | 1.4621 | 1.5368 | 1.6084 | 1.6771 | 1.743 | 1.8061 | 1.8665 | 1.9239 | 1.9787 | 2.0308 | 2.0805 | 2.2955 | 2.464 | 2.596 | 2.6994 | 2.7805 | 2.8439 | 2.8937 | 2.9327 | 2.9632 | 85 | 0.090414 | 0.18118 | 0.27392 | 0.36731 | 0.46114 | 0.55409 | 0.64531 | 0.73427 | 0.82004 | 0.90288 | 0.9826 | 1.06 | 1.1342 | 1.2061 | 1.2753 | 1.3418 | 1.4055 | 1.4668 | 1.5256 | 1.5819 | 1.6358 | 1.6871 | 1.736 | 1.7826 | 1.8269 | 2.0189 | 2.1694 | 2.2872 | 2.3796 | 2.452 | 2.5087 | 2.5531 | 2.5879 | 2.6152
GrocFloatHeadEvap | 0.1053 | 0.21008 | 0.31601 | 0.4219 | 0.52759 | 0.63162 | 0.74842 | 0.8322 | 0.92736 | 1.0191 | 1.1285 | 1.1928 | 1.2747 | 1.3538 | 1.4299 | 1.5028 | 1.5727 | 1.6397 | 1.704 | 1.7656 | 1.8245 | 1.8807 | 1.9341 | 1.9851 | 2.0335 | 2.2435 | 2.408 | 2.5369 | 2.638 | 2.7171 | 2.7791 | 2.8277 | 2.8657 | 2.8956 | 86 | 0.088159 | 0.17662 | 0.267 | 0.35809 | 0.44968 | 0.54028 | 0.6292 | 0.7159 | 0.79945 | 0.88015 | 0.95793 | 1.0333 | 1.1057 | 1.1756 | 1.2431 | 1.3078 | 1.3698 | 1.4294 | 1.4865 | 1.5413 | 1.5938 | 1.6438 | 1.6914 | 1.7367 | 1.7799 | 1.9669 | 2.1134 | 2.2282 | 2.3181 | 2.3886 | 2.4438 | 2.487 | 2.5209 | 2.5475
GrocNightCover | 0.10431 | 0.20813 | 0.31357 | 0.41942 | 0.52503 | 0.62883 | 0.74809 | 0.82877 | 0.9234 | 1.0146 | 1.1284 | 1.1871 | 1.2684 | 1.3467 | 1.4222 | 1.4945 | 1.5638 | 1.6302 | 1.6939 | 1.7549 | 1.8133 | 1.869 | 1.922 | 1.9725 | 2.0206 | 2.2288 | 2.3919 | 2.5198 | 2.6199 | 2.6984 | 2.7599 | 2.808 | 2.8458 | 2.8754 | 87 | 0.087159 | 0.17464 | 0.26452 | 0.35556 | 0.44706 | 0.53742 | 0.62613 | 0.71237 | 0.7954 | 0.87552 | 0.95267 | 1.0275 | 1.0992 | 1.1684 | 1.2353 | 1.2993 | 1.3608 | 1.4197 | 1.4763 | 1.5304 | 1.5824 | 1.6319 | 1.6791 | 1.724 | 1.7668 | 1.952 | 2.0971 | 2.2107 | 2.2998 | 2.3696 | 2.4243 | 2.4671 | 2.5007 | 2.527
GrocRefLoad | 0.10664 | 0.2126 | 0.31952 | 0.42629 | 0.53282 | 0.63752 | 0.74786 | 0.8393 | 0.93496 | 1.0272 | 1.1282 | 1.202 | 1.2843 | 1.3636 | 1.4401 | 1.5133 | 1.5835 | 1.6508 | 1.7153 | 1.7771 | 1.8363 | 1.8927 | 1.9464 | 1.9975 | 2.0462 | 2.2571 | 2.4223 | 2.5518 | 2.6532 | 2.7327 | 2.795 | 2.8438 | 2.882 | 2.912 | 88 | 0.089507 | 0.17914 | 0.27052 | 0.36248 | 0.45491 | 0.54619 | 0.63574 | 0.723 | 0.80706 | 0.88825 | 0.96657 | 1.0425 | 1.1152 | 1.1855 | 1.2533 | 1.3183 | 1.3806 | 1.4404 | 1.4978 | 1.5528 | 1.6056 | 1.6558 | 1.7036 | 1.7492 | 1.7926 | 1.9805 | 2.1277 | 2.243 | 2.3334 | 2.4042 | 2.4597 | 2.5032 | 2.5372 | 2.5639
GrocRefLoadFixedEvapSea | 0.10498 | 0.20937 | 0.31483 | 0.42021 | 0.52543 | 0.62891 | 0.7478 | 0.82843 | 0.92306 | 1.0143 | 1.1278 | 1.1872 | 1.2687 | 1.3472 | 1.4229 | 1.4954 | 1.5649 | 1.6315 | 1.6955 | 1.7566 | 1.8153 | 1.8711 | 1.9243 | 1.975 | 2.0232 | 2.2321 | 2.3957 | 2.5239 | 2.6244 | 2.7031 | 2.7648 | 2.8131 | 2.851 | 2.8807 | 89 | 0.087842 | 0.17591 | 0.26582 | 0.35641 | 0.44753 | 0.53757 | 0.62597 | 0.71213 | 0.79515 | 0.87536 | 0.95272 | 1.0277 | 1.0996 | 1.1691 | 1.2361 | 1.3004 | 1.362 | 1.4212 | 1.478 | 1.5324 | 1.5846 | 1.6343 | 1.6816 | 1.7267 | 1.7696 | 1.9554 | 2.1011 | 2.2152 | 2.3046 | 2.3746 | 2.4295 | 2.4725 | 2.5062 | 2.5326
GrocRefLoadFloatAirBoi | 0.10751 | 0.21425 | 0.32187 | 0.42928 | 0.53643 | 0.64165 | 0.74757 | 0.84433 | 0.94038 | 1.033 | 1.1272 | 1.2084 | 1.291 | 1.3706 | 1.4474 | 1.5208 | 1.5912 | 1.6587 | 1.7234 | 1.7853 | 1.8447 | 1.9013 | 1.9551 | 2.0064 | 2.0553 | 2.2668 | 2.4325 | 2.5624 | 2.6641 | 2.7438 | 2.8063 | 2.8552 | 2.8936 | 2.9236 | 90 | 0.090372 | 0.18079 | 0.27286 | 0.36547 | 0.45852 | 0.55031 | 0.64034 | 0.72802 | 0.81246 | 0.89402 | 0.97272 | 1.0489 | 1.122 | 1.1925 | 1.2606 | 1.3258 | 1.3884 | 1.4483 | 1.5059 | 1.5611 | 1.614 | 1.6644 | 1.7124 | 1.7581 | 1.8017 | 1.9902 | 2.1379 | 2.2536 | 2.3442 | 2.4153 | 2.471 | 2.5146 | 2.5487 | 2.5755
GrocRefUnload | 0.10705 | 0.21349 | 0.32104 | 0.42854 | 0.53578 | 0.64129 | 0.74728 | 0.84464 | 0.9411 | 1.0341 | 1.1268 | 1.2101 | 1.2931 | 1.3732 | 1.4503 | 1.5242 | 1.595 | 1.6629 | 1.728 | 1.7904 | 1.8501 | 1.907 | 1.9611 | 2.0127 | 2.0619 | 2.2746 | 2.4412 | 2.5718 | 2.6742 | 2.7543 | 2.8172 | 2.8664 | 2.9049 | 2.9352 | 91 | 0.089907 | 0.18003 | 0.27203 | 0.36473 | 0.45787 | 0.54995 | 0.6403 | 0.72834 | 0.81319 | 0.89513 | 0.97409 | 1.0506 | 1.1241 | 1.195 | 1.2635 | 1.3292 | 1.3921 | 1.4525 | 1.5105 | 1.5661 | 1.6194 | 1.6701 | 1.7184 | 1.7644 | 1.8082 | 1.9979 | 2.1466 | 2.2631 | 2.3543 | 2.4258 | 2.4818 | 2.5257 | 2.5601 | 2.5871
Hotel Bath Night Light | 0.12916 | 0.2566 | 0.38407 | 0.51048 | 0.63573 | 0.7583 | 0.74654 | 0.99332 | 1.1044 | 1.2114 | 1.126 | 1.4134 | 1.5084 | 1.5999 | 1.6878 | 1.7721 | 1.8527 | 1.93 | 2.004 | 2.0748 | 2.1426 | 2.2072 | 2.2687 | 2.3272 | 2.383 | 2.6245 | 2.8138 | 2.962 | 3.0782 | 3.1692 | 3.2406 | 3.2964 | 3.3402 | 3.3745 | 92 | 0.11202 | 0.22313 | 0.33506 | 0.44667 | 0.55782 | 0.66696 | 0.77355 | 0.87701 | 0.97651 | 1.0724 | 1.1647 | 1.2539 | 1.3394 | 1.4217 | 1.5011 | 1.577 | 1.6498 | 1.7196 | 1.7865 | 1.8505 | 1.9119 | 1.9703 | 2.0259 | 2.0789 | 2.1294 | 2.3479 | 2.5191 | 2.6532 | 2.7584 | 2.8407 | 2.9052 | 2.9558 | 2.9954 | 3.0264
IndOther | 0.10459 | 0.20862 | 0.31373 | 0.4188 | 0.52373 | 0.62694 | 0.74654 | 0.82598 | 0.92038 | 1.0114 | 1.126 | 1.1839 | 1.2652 | 1.3436 | 1.4191 | 1.4915 | 1.5608 | 1.6273 | 1.6911 | 1.7522 | 1.8107 | 1.8665 | 1.9195 | 1.9701 | 2.0182 | 2.2267 | 2.39 | 2.518 | 2.6182 | 2.6968 | 2.7584 | 2.8066 | 2.8444 | 2.874 | 93 | 0.08745 | 0.17516 | 0.26473 | 0.35499 | 0.44582 | 0.53561 | 0.62375 | 0.70968 | 0.79248 | 0.87247 | 0.94962 | 1.0244 | 1.0961 | 1.1654 | 1.2323 | 1.2965 | 1.358 | 1.417 | 1.4737 | 1.5279 | 1.58 | 1.6296 | 1.6768 | 1.7218 | 1.7646 | 1.9501 | 2.0954 | 2.2092 | 2.2984 | 2.3683 | 2.4231 | 2.466 | 2.4996 | 2.5259
IndShift1 | 0.11014 | 0.2194 | 0.32906 | 0.43809 | 0.5468 | 0.65365 | 0.74647 | 0.85951 | 0.9572 | 1.0514 | 1.1258 | 1.23 | 1.3141 | 1.3952 | 1.4734 | 1.5482 | 1.6199 | 1.6886 | 1.7546 | 1.8178 | 1.8782 | 1.9358 | 1.9907 | 2.043 | 2.0927 | 2.3082 | 2.477 | 2.6092 | 2.7128 | 2.794 | 2.8577 | 2.9075 | 2.9466 | 2.9772 | 94 | 0.093013 | 0.18596 | 0.28008 | 0.37432 | 0.46893 | 0.56236 | 0.65392 | 0.74327 | 0.82936 | 0.91256 | 0.99284 | 1.0706 | 1.1451 | 1.2172 | 1.2867 | 1.3533 | 1.4171 | 1.4784 | 1.5372 | 1.5936 | 1.6476 | 1.6991 | 1.7481 | 1.7948 | 1.8392 | 2.0317 | 2.1825 | 2.3006 | 2.3932 | 2.4657 | 2.5225 | 2.5671 | 2.6019 | 2.6293
IndShift2 | 0.10872 | 0.21664 | 0.32512 | 0.43312 | 0.54085 | 0.64676 | 0.74637 | 0.85079 | 0.94759 | 1.041 | 1.1254 | 1.2178 | 1.3012 | 1.3815 | 1.4589 | 1.5331 | 1.6042 | 1.6723 | 1.7376 | 1.8002 | 1.8602 | 1.9172 | 1.9716 | 2.0234 | 2.0727 | 2.2862 | 2.4534 | 2.5845 | 2.6872 | 2.7676 | 2.8307 | 2.8801 | 2.9188 | 2.9491 | 95 | 0.091587 | 0.18319 | 0.27613 | 0.36934 | 0.46298 | 0.55546 | 0.6461 | 0.73453 | 0.81974 | 0.90206 | 0.98148 | 1.0584 | 1.1322 | 1.2035 | 1.2722 | 1.3382 | 1.4014 | 1.462 | 1.5202 | 1.5761 | 1.6295 | 1.6805 | 1.729 | 1.7752 | 1.8192 | 2.0096 | 2.1589 | 2.2758 | 2.3675 | 2.4392 | 2.4955 | 2.5396 | 2.5741 | 2.6012
IndShift3 | 0.10462 | 0.20869 | 0.31381 | 0.41889 | 0.52382 | 0.62705 | 0.74581 | 0.82602 | 0.92039 | 1.0114 | 1.1251 | 1.1838 | 1.265 | 1.3433 | 1.4188 | 1.4912 | 1.5605 | 1.6269 | 1.6907 | 1.7518 | 1.8102 | 1.8659 | 1.919 | 1.9695 | 2.0176 | 2.2259 | 2.3892 | 2.517 | 2.6172 | 2.6958 | 2.7573 | 2.8055 | 2.8432 | 2.8728 | 96 | 0.087484 | 0.17523 | 0.26481 | 0.35508 | 0.44592 | 0.53571 | 0.62381 | 0.70972 | 0.79249 | 0.87244 | 0.94954 | 1.0243 | 1.0959 | 1.1652 | 1.2321 | 1.2962 | 1.3576 | 1.4166 | 1.4732 | 1.5275 | 1.5795 | 1.6291 | 1.6763 | 1.7212 | 1.764 | 1.9493 | 2.0945 | 2.2083 | 2.2974 | 2.3672 | 2.422 | 2.4648 | 2.4984 | 2.5248
NewCOMM | 0.10747 | 0.21426 | 0.32193 | 0.42934 | 0.53651 | 0.64192 | 0.74581 | 0.8451 | 0.9415 | 1.0345 | 1.1251 | 1.2106 | 1.2936 | 1.3736 | 1.4507 | 1.5246 | 1.5954 | 1.6633 | 1.7284 | 1.7907 | 1.8504 | 1.9073 | 1.9615 | 2.013 | 2.0622 | 2.2749 | 2.4415 | 2.5721 | 2.6744 | 2.7546 | 2.8174 | 2.8666 | 2.9051 | 2.9353 | 97 | 0.090337 | 0.18081 | 0.27293 | 0.36554 | 0.45862 | 0.5506 | 0.64083 | 0.72881 | 0.81362 | 0.89555 | 0.97455 | 1.0511 | 1.1245 | 1.1955 | 1.264 | 1.3296 | 1.3926 | 1.453 | 1.511 | 1.5665 | 1.6198 | 1.6705 | 1.7188 | 1.7648 | 1.8086 | 1.9983 | 2.1469 | 2.2634 | 2.3546 | 2.4261 | 2.4821 | 2.526 | 2.5604 | 2.5873
NewCommLight | 0.10749 | 0.21422 | 0.32174 | 0.42889 | 0.53582 | 0.64094 | 0.74573 | 0.84354 | 0.93963 | 1.0323 | 1.125 | 1.2079 | 1.2906 | 1.3704 | 1.4472 | 1.5208 | 1.5913 | 1.6589 | 1.7238 | 1.7859 | 1.8454 | 1.9021 | 1.956 | 2.0074 | 2.0563 | 2.2682 | 2.4342 | 2.5643 | 2.6662 | 2.7461 | 2.8087 | 2.8577 | 2.8961 | 2.9262 | 98 | 0.090355 | 0.18077 | 0.27274 | 0.3651 | 0.45794 | 0.54963 | 0.63956 | 0.72726 | 0.81176 | 0.8934 | 0.97216 | 1.0485 | 1.1216 | 1.1923 | 1.2605 | 1.3259 | 1.3885 | 1.4487 | 1.5064 | 1.5617 | 1.6148 | 1.6653 | 1.7134 | 1.7592 | 1.8028 | 1.9917 | 2.1397 | 2.2556 | 2.3465 | 2.4177 | 2.4734 | 2.5171 | 2.5514 | 2.5782
NewGroc | 0.10373 | 0.20697 | 0.31144 | 0.41601 | 0.52046 | 0.62323 | 0.74569 | 0.8214 | 0.91538 | 1.006 | 1.1249 | 1.1777 | 1.2586 | 1.3366 | 1.4118 | 1.4839 | 1.5529 | 1.6191 | 1.6827 | 1.7435 | 1.8017 | 1.8572 | 1.9101 | 1.9604 | 2.0083 | 2.2159 | 2.3785 | 2.5059 | 2.6057 | 2.6839 | 2.7452 | 2.7932 | 2.8309 | 2.8603 | 99 | 0.086589 | 0.17351 | 0.26243 | 0.35219 | 0.44255 | 0.53188 | 0.61959 | 0.70509 | 0.78746 | 0.86703 | 0.94376 | 1.0182 | 1.0895 | 1.1585 | 1.225 | 1.2888 | 1.35 | 1.4088 | 1.4652 | 1.5192 | 1.571 | 1.6203 | 1.6673 | 1.7121 | 1.7547 | 1.9392 | 2.0838 | 2.1971 | 2.2858 | 2.3554 | 2.4099 | 2.4526 | 2.486 | 2.5122
NewGrocElecHt | 0.1041 | 0.20763 | 0.3123 | 0.41699 | 0.52156 | 0.62439 | 0.74537 | 0.82266 | 0.91668 | 1.0073 | 1.1248 | 1.1792 | 1.2601 | 1.3382 | 1.4134 | 1.4855 | 1.5545 | 1.6208 | 1.6843 | 1.7451 | 1.8034 | 1.8589 | 1.9118 | 1.9622 | 2.0101 | 2.2178 | 2.3805 | 2.508 | 2.6079 | 2.6861 | 2.7475 | 2.7955 | 2.8332 | 2.8627 | 100 | 0.086957 | 0.17417 | 0.26329 | 0.35317 | 0.44365 | 0.53305 | 0.62081 | 0.70635 | 0.78877 | 0.86838 | 0.94519 | 1.0197 | 1.091 | 1.16 | 1.2266 | 1.2904 | 1.3517 | 1.4104 | 1.4668 | 1.5208 | 1.5727 | 1.622 | 1.6691 | 1.7139 | 1.7565 | 1.9412 | 2.0858 | 2.1992 | 2.288 | 2.3576 | 2.4121 | 2.4549 | 2.4883 | 2.5146
NewGrocGasHt | 0.10359 | 0.20671 | 0.31111 | 0.41563 | 0.52004 | 0.62278 | 0.74527 | 0.82091 | 0.91487 | 1.0055 | 1.1247 | 1.1771 | 1.258 | 1.336 | 1.4112 | 1.4833 | 1.5523 | 1.6185 | 1.682 | 1.7428 | 1.8011 | 1.8566 | 1.9094 | 1.9597 | 2.0076 | 2.2151 | 2.3777 | 2.5051 | 2.6049 | 2.6831 | 2.7444 | 2.7924 | 2.83 | 2.8595 | 101 | 0.086445 | 0.17325 | 0.2621 | 0.35181 | 0.44212 | 0.53143 | 0.61912 | 0.70459 | 0.78696 | 0.86651 | 0.94321 | 1.0176 | 1.0889 | 1.1579 | 1.2244 | 1.2882 | 1.3494 | 1.4081 | 1.4645 | 1.5185 | 1.5703 | 1.6197 | 1.6666 | 1.7114 | 1.754 | 1.9385 | 2.083 | 2.1963 | 2.285 | 2.3546 | 2.409 | 2.4517 | 2.4852 | 2.5114
NewGrocHtPmpHt | 0.10371 | 0.20693 | 0.31139 | 0.41594 | 0.52038 | 0.62314 | 0.74501 | 0.82129 | 0.91526 | 1.0059 | 1.1241 | 1.1775 | 1.2584 | 1.3364 | 1.4116 | 1.4837 | 1.5527 | 1.6189 | 1.6824 | 1.7432 | 1.8015 | 1.857 | 1.9098 | 1.9601 | 2.0081 | 2.2156 | 2.3781 | 2.5055 | 2.6053 | 2.6835 | 2.7448 | 2.7928 | 2.8305 | 2.8599 | 102 | 0.086566 | 0.17347 | 0.26238 | 0.35213 | 0.44247 | 0.53179 | 0.61949 | 0.70497 | 0.78734 | 0.8669 | 0.94362 | 1.018 | 1.0894 | 1.1583 | 1.2248 | 1.2886 | 1.3498 | 1.4086 | 1.465 | 1.519 | 1.5708 | 1.6201 | 1.6671 | 1.7118 | 1.7544 | 1.9389 | 2.0835 | 2.1967 | 2.2855 | 2.355 | 2.4095 | 2.4522 | 2.4856 | 2.5118
NewHealth | 0.10693 | 0.21306 | 0.32013 | 0.42676 | 0.53324 | 0.63787 | 0.74495 | 0.83962 | 0.93528 | 1.0275 | 1.124 | 1.2024 | 1.2847 | 1.364 | 1.4405 | 1.5137 | 1.5839 | 1.6511 | 1.7156 | 1.7774 | 1.8366 | 1.8929 | 1.9466 | 1.9977 | 2.0464 | 2.2572 | 2.4223 | 2.5517 | 2.6531 | 2.7326 | 2.7948 | 2.8436 | 2.8818 | 2.9117 | 103 | 0.0898 | 0.17961 | 0.27114 | 0.36297 | 0.45535 | 0.54655 | 0.63612 | 0.72335 | 0.80741 | 0.88862 | 0.967 | 1.0429 | 1.1157 | 1.1859 | 1.2538 | 1.3188 | 1.3811 | 1.4408 | 1.4982 | 1.5532 | 1.6059 | 1.6561 | 1.704 | 1.7495 | 1.7929 | 1.9806 | 2.1278 | 2.2431 | 2.3334 | 2.4042 | 2.4596 | 2.5031 | 2.5371 | 2.5638
NewHealthElecHt | 0.099942 | 0.19866 | 0.3 | 0.4002 | 0.50099 | 0.59952 | 0.74494 | 0.79011 | 0.87999 | 0.96662 | 1.124 | 1.1312 | 1.2082 | 1.282 | 1.3538 | 1.4218 | 1.4871 | 1.5492 | 1.6091 | 1.6662 | 1.7211 | 1.7733 | 1.8231 | 1.8705 | 1.9156 | 2.111 | 2.2641 | 2.3841 | 2.478 | 2.5517 | 2.6094 | 2.6546 | 2.69 | 2.7178 | 104 | 0.082808 | 0.1652 | 0.25101 | 0.33641 | 0.4231 | 0.5082 | 0.59256 | 0.67383 | 0.75211 | 0.8277 | 0.90096 | 0.97172 | 1.0392 | 1.1039 | 1.1671 | 1.2268 | 1.2843 | 1.3389 | 1.3917 | 1.442 | 1.4904 | 1.5365 | 1.5804 | 1.6222 | 1.662 | 1.8344 | 1.9695 | 2.0753 | 2.1583 | 2.2232 | 2.2742 | 2.314 | 2.3453 | 2.3698
NewHealthGasHt | 0.10849 | 0.21626 | 0.32461 | 0.43266 | 0.5404 | 0.64639 | 0.74494 | 0.85062 | 0.94756 | 1.0411 | 1.1236 | 1.2182 | 1.3017 | 1.3822 | 1.4598 | 1.5342 | 1.6054 | 1.6738 | 1.7393 | 1.8021 | 1.8622 | 1.9195 | 1.9741 | 2.026 | 2.0755 | 2.2897 | 2.4575 | 2.589 | 2.692 | 2.7728 | 2.836 | 2.8856 | 2.9244 | 2.9548 | 105 | 0.091354 | 0.18281 | 0.27562 | 0.36887 | 0.46252 | 0.55508 | 0.6458 | 0.73435 | 0.8197 | 0.90216 | 0.98168 | 1.0587 | 1.1327 | 1.2042 | 1.2731 | 1.3392 | 1.4026 | 1.4635 | 1.5219 | 1.5779 | 1.6316 | 1.6827 | 1.7314 | 1.7778 | 1.8219 | 2.0131 | 2.1629 | 2.2803 | 2.3723 | 2.4443 | 2.5008 | 2.5451 | 2.5797 | 2.6069
NewHealthHtPmpHt | 0.10689 | 0.21299 | 0.32004 | 0.42663 | 0.53306 | 0.63765 | 0.74467 | 0.83934 | 0.93496 | 1.0272 | 1.1235 | 1.202 | 1.2842 | 1.3635 | 1.44 | 1.5132 | 1.5833 | 1.6505 | 1.715 | 1.7767 | 1.8359 | 1.8922 | 1.9458 | 1.9969 | 2.0455 | 2.2562 | 2.4212 | 2.5505 | 2.6518 | 2.7312 | 2.7934 | 2.8421 | 2.8803 | 2.9102 | 106 | 0.089759 | 0.17954 | 0.27105 | 0.36283 | 0.45517 | 0.54634 | 0.63586 | 0.72306 | 0.8071 | 0.88828 | 0.96663 | 1.0425 | 1.1153 | 1.1855 | 1.2533 | 1.3182 | 1.3805 | 1.4402 | 1.4976 | 1.5525 | 1.6052 | 1.6554 | 1.7032 | 1.7487 | 1.792 | 1.9796 | 2.1266 | 2.2418 | 2.332 | 2.4028 | 2.4582 | 2.5016 | 2.5356 | 2.5622
NewHotel | 0.10753 | 0.2143 | 0.32187 | 0.42905 | 0.53601 | 0.64116 | 0.74461 | 0.84387 | 0.94003 | 1.0328 | 1.1231 | 1.2085 | 1.2913 | 1.3711 | 1.448 | 1.5216 | 1.5922 | 1.6599 | 1.7248 | 1.7869 | 1.8465 | 1.9032 | 1.9572 | 2.0086 | 2.0576 | 2.2697 | 2.4359 | 2.5661 | 2.6681 | 2.748 | 2.8106 | 2.8597 | 2.8981 | 2.9283 | 107 | 0.090401 | 0.18085 | 0.27288 | 0.36526 | 0.45812 | 0.54985 | 0.63986 | 0.7276 | 0.81216 | 0.89386 | 0.97268 | 1.049 | 1.1223 | 1.193 | 1.2613 | 1.3267 | 1.3894 | 1.4496 | 1.5074 | 1.5627 | 1.6158 | 1.6664 | 1.7145 | 1.7604 | 1.8041 | 1.9931 | 2.1413 | 2.2574 | 2.3483 | 2.4196 | 2.4754 | 2.5192 | 2.5534 | 2.5803
NewHotelElecHt | 0.10559 | 0.2103 | 0.31627 | 0.42166 | 0.52704 | 0.6305 | 0.74452 | 0.83011 | 0.92466 | 1.0158 | 1.1231 | 1.1887 | 1.27 | 1.3483 | 1.4239 | 1.4961 | 1.5653 | 1.6315 | 1.6952 | 1.756 | 1.8144 | 1.8699 | 1.9229 | 1.9733 | 2.0212 | 2.2291 | 2.3919 | 2.5194 | 2.6194 | 2.6977 | 2.7591 | 2.8072 | 2.8448 | 2.8744 | 108 | 0.088457 | 0.17685 | 0.26728 | 0.35787 | 0.44916 | 0.53919 | 0.62775 | 0.71384 | 0.79679 | 0.87692 | 0.95432 | 1.0292 | 1.101 | 1.1702 | 1.2371 | 1.3011 | 1.3625 | 1.4213 | 1.4777 | 1.5318 | 1.5837 | 1.6331 | 1.6802 | 1.725 | 1.7677 | 1.9525 | 2.0973 | 2.2108 | 2.2996 | 2.3693 | 2.4239 | 2.4666 | 2.5001 | 2.5264
NewHotelGasHt | 0.1082 | 0.21567 | 0.32378 | 0.43157 | 0.53907 | 0.6448 | 0.74447 | 0.84857 | 0.94527 | 1.0385 | 1.123 | 1.2152 | 1.2985 | 1.3788 | 1.4562 | 1.5304 | 1.6014 | 1.6695 | 1.7349 | 1.7975 | 1.8574 | 1.9145 | 1.9689 | 2.0207 | 2.07 | 2.2836 | 2.4509 | 2.582 | 2.6847 | 2.7652 | 2.8283 | 2.8777 | 2.9164 | 2.9467 | 109 | 0.091064 | 0.18222 | 0.27479 | 0.36777 | 0.46118 | 0.55349 | 0.64399 | 0.7323 | 0.81741 | 0.89963 | 0.97894 | 1.0558 | 1.1295 | 1.2008 | 1.2695 | 1.3354 | 1.3986 | 1.4593 | 1.5175 | 1.5733 | 1.6268 | 1.6777 | 1.7263 | 1.7725 | 1.8165 | 2.007 | 2.1563 | 2.2733 | 2.365 | 2.4368 | 2.4931 | 2.5371 | 2.5717 | 2.5988
NewHotelHtPmpHt | 0.10742 | 0.21408 | 0.32157 | 0.42864 | 0.53551 | 0.64056 | 0.74442 | 0.8431 | 0.93916 | 1.0318 | 1.1222 | 1.2074 | 1.2901 | 1.3698 | 1.4466 | 1.5202 | 1.5907 | 1.6583 | 1.7231 | 1.7852 | 1.8447 | 1.9013 | 1.9552 | 2.0066 | 2.0555 | 2.2673 | 2.4333 | 2.5633 | 2.6652 | 2.745 | 2.8076 | 2.8566 | 2.895 | 2.9251 | 110 | 0.090291 | 0.18063 | 0.27257 | 0.36485 | 0.45762 | 0.54925 | 0.63917 | 0.72683 | 0.8113 | 0.8929 | 0.97164 | 1.0479 | 1.1211 | 1.1917 | 1.2599 | 1.3252 | 1.3879 | 1.448 | 1.5057 | 1.561 | 1.614 | 1.6645 | 1.7126 | 1.7584 | 1.802 | 1.9908 | 2.1387 | 2.2546 | 2.3455 | 2.4166 | 2.4724 | 2.5161 | 2.5503 | 2.5771
NewLgOff | 0.10955 | 0.21818 | 0.32723 | 0.43565 | 0.54382 | 0.65006 | 0.74424 | 0.85474 | 0.95183 | 1.0455 | 1.1221 | 1.223 | 1.3065 | 1.3872 | 1.4648 | 1.5391 | 1.6104 | 1.6787 | 1.7442 | 1.8069 | 1.867 | 1.9243 | 1.9788 | 2.0307 | 2.0801 | 2.2942 | 2.4619 | 2.5933 | 2.6962 | 2.7769 | 2.8401 | 2.8897 | 2.9285 | 2.9589 | 111 | 0.092425 | 0.18474 | 0.27825 | 0.37188 | 0.46596 | 0.55878 | 0.64974 | 0.7385 | 0.82399 | 0.90659 | 0.98637 | 1.0636 | 1.1376 | 1.2091 | 1.2781 | 1.3442 | 1.4076 | 1.4684 | 1.5268 | 1.5828 | 1.6364 | 1.6875 | 1.7362 | 1.7825 | 1.8266 | 2.0177 | 2.1674 | 2.2847 | 2.3766 | 2.4486 | 2.505 | 2.5492 | 2.5838 | 2.611
NewLgOffElecHt | 0.10948 | 0.21799 | 0.32692 | 0.43524 | 0.54333 | 0.64944 | 0.74395 | 0.85383 | 0.95076 | 1.0442 | 1.1216 | 1.2215 | 1.3049 | 1.3854 | 1.4629 | 1.5371 | 1.6082 | 1.6763 | 1.7416 | 1.8043 | 1.8643 | 1.9214 | 1.9758 | 2.0276 | 2.077 | 2.2906 | 2.458 | 2.5892 | 2.692 | 2.7725 | 2.8356 | 2.885 | 2.9238 | 2.9541 | 112 | 0.092347 | 0.18454 | 0.27794 | 0.37147 | 0.46547 | 0.55815 | 0.64899 | 0.73759 | 0.82293 | 0.90536 | 0.98502 | 1.0621 | 1.136 | 1.2073 | 1.2762 | 1.3421 | 1.4054 | 1.466 | 1.5243 | 1.5801 | 1.6337 | 1.6847 | 1.7332 | 1.7794 | 1.8235 | 2.0141 | 2.1635 | 2.2806 | 2.3723 | 2.4442 | 2.5005 | 2.5446 | 2.5791 | 2.6062
NewLgOffGasHt | 0.10966 | 0.21847 | 0.32769 | 0.43629 | 0.5446 | 0.65106 | 0.74378 | 0.85621 | 0.95357 | 1.0475 | 1.1214 | 1.2254 | 1.3092 | 1.3901 | 1.468 | 1.5426 | 1.6141 | 1.6826 | 1.7484 | 1.8113 | 1.8716 | 1.929 | 1.9837 | 2.0358 | 2.0854 | 2.3001 | 2.4684 | 2.6002 | 2.7035 | 2.7844 | 2.8478 | 2.8975 | 2.9364 | 2.967 | 113 | 0.092534 | 0.18503 | 0.27871 | 0.37251 | 0.46673 | 0.55977 | 0.65094 | 0.73997 | 0.82573 | 0.90861 | 0.98859 | 1.066 | 1.1403 | 1.2121 | 1.2813 | 1.3477 | 1.4113 | 1.4724 | 1.531 | 1.5872 | 1.641 | 1.6923 | 1.7411 | 1.7876 | 1.8319 | 2.0237 | 2.1739 | 2.2916 | 2.3838 | 2.4561 | 2.5127 | 2.5571 | 2.5918 | 2.6191
NewLgOffHtPmpHt | 0.1097 | 0.21852 | 0.32771 | 0.43627 | 0.54454 | 0.65094 | 0.74366 | 0.85595 | 0.95323 | 1.0471 | 1.1213 | 1.2249 | 1.3086 | 1.3894 | 1.4672 | 1.5417 | 1.6131 | 1.6816 | 1.7472 | 1.8102 | 1.8704 | 1.9277 | 1.9823 | 2.0344 | 2.0839 | 2.2984 | 2.4664 | 2.5981 | 2.7013 | 2.7821 | 2.8454 | 2.8951 | 2.934 | 2.9644 | 114 | 0.092569 | 0.18507 | 0.27874 | 0.3725 | 0.46667 | 0.55965 | 0.65075 | 0.73971 | 0.82539 | 0.90819 | 0.98811 | 1.0655 | 1.1397 | 1.2114 | 1.2805 | 1.3468 | 1.4104 | 1.4713 | 1.5299 | 1.586 | 1.6398 | 1.691 | 1.7397 | 1.7862 | 1.8304 | 2.0219 | 2.1719 | 2.2895 | 2.3816 | 2.4538 | 2.5103 | 2.5546 | 2.5893 | 2.6165
NewLgRet | 0.10789 | 0.21505 | 0.32293 | 0.43048 | 0.53777 | 0.64327 | 0.74327 | 0.84663 | 0.94311 | 1.0362 | 1.1211 | 1.2125 | 1.2955 | 1.3756 | 1.4528 | 1.5268 | 1.5976 | 1.6655 | 1.7307 | 1.7931 | 1.8529 | 1.9098 | 1.9641 | 2.0157 | 2.0649 | 2.2778 | 2.4447 | 2.5754 | 2.6778 | 2.7581 | 2.8209 | 2.8702 | 2.9088 | 2.939 | 115 | 0.090758 | 0.1816 | 0.27394 | 0.36669 | 0.45988 | 0.55196 | 0.64227 | 0.73035 | 0.81524 | 0.89725 | 0.97635 | 1.053 | 1.1265 | 1.1976 | 1.2661 | 1.3318 | 1.3948 | 1.4552 | 1.5133 | 1.5689 | 1.6223 | 1.673 | 1.7214 | 1.7675 | 1.8113 | 2.0013 | 2.1501 | 2.2667 | 2.358 | 2.4296 | 2.4857 | 2.5297 | 2.5641 | 2.5911
NewLgRetElecHt | 0.10779 | 0.21483 | 0.32262 | 0.43007 | 0.53727 | 0.64268 | 0.74323 | 0.84586 | 0.94224 | 1.0352 | 1.1211 | 1.2113 | 1.2943 | 1.3743 | 1.4515 | 1.5253 | 1.5961 | 1.6639 | 1.729 | 1.7914 | 1.8511 | 1.908 | 1.9621 | 2.0137 | 2.0628 | 2.2755 | 2.4422 | 2.5728 | 2.6751 | 2.7553 | 2.8181 | 2.8673 | 2.9059 | 2.9361 | 116 | 0.090652 | 0.18138 | 0.27362 | 0.36627 | 0.45938 | 0.55137 | 0.6416 | 0.72958 | 0.81437 | 0.89629 | 0.97532 | 1.0519 | 1.1253 | 1.1963 | 1.2647 | 1.3303 | 1.3933 | 1.4536 | 1.5116 | 1.5672 | 1.6204 | 1.6712 | 1.7195 | 1.7655 | 1.8093 | 1.999 | 2.1476 | 2.2641 | 2.3553 | 2.4268 | 2.4829 | 2.5267 | 2.5611 | 2.5881
NewLgRetGasHt | 0.10792 | 0.2151 | 0.32301 | 0.43058 | 0.5379 | 0.64342 | 0.74209 | 0.84682 | 0.94332 | 1.0364 | 1.1188 | 1.2127 | 1.2958 | 1.376 | 1.4532 | 1.5271 | 1.598 | 1.6659 | 1.7311 | 1.7936 | 1.8534 | 1.9103 | 1.9645 | 2.0162 | 2.0654 | 2.2784 | 2.4453 | 2.576 | 2.6785 | 2.7587 | 2.8216 | 2.8709 | 2.9095 | 2.9398 | 117 | 0.090785 | 0.18165 | 0.27402 | 0.36679 | 0.46001 | 0.55211 | 0.64244 | 0.73054 | 0.81545 | 0.89748 | 0.97661 | 1.0533 | 1.1268 | 1.1979 | 1.2664 | 1.3321 | 1.3952 | 1.4556 | 1.5137 | 1.5694 | 1.6227 | 1.6735 | 1.7219 | 1.768 | 1.8118 | 2.0018 | 2.1507 | 2.2673 | 2.3587 | 2.4303 | 2.4864 | 2.5304 | 2.5648 | 2.5918
NewLgRetHtPmpHt | 0.10792 | 0.2151 | 0.32301 | 0.43058 | 0.5379 | 0.64342 | 0.74165 | 0.84682 | 0.94332 | 1.0364 | 1.1187 | 1.2127 | 1.2958 | 1.376 | 1.4532 | 1.5271 | 1.598 | 1.6659 | 1.7311 | 1.7936 | 1.8534 | 1.9103 | 1.9645 | 2.0162 | 2.0654 | 2.2784 | 2.4453 | 2.576 | 2.6785 | 2.7587 | 2.8216 | 2.8709 | 2.9095 | 2.9398 | 118 | 0.090785 | 0.18165 | 0.27402 | 0.36679 | 0.46001 | 0.55211 | 0.64244 | 0.73054 | 0.81545 | 0.89748 | 0.97661 | 1.0533 | 1.1268 | 1.1979 | 1.2664 | 1.3321 | 1.3952 | 1.4556 | 1.5137 | 1.5694 | 1.6227 | 1.6735 | 1.7219 | 1.768 | 1.8118 | 2.0018 | 2.1507 | 2.2673 | 2.3587 | 2.4303 | 2.4864 | 2.5304 | 2.5648 | 2.5918
NewLgRetTopDay | 0.10944 | 0.21774 | 0.3261 | 0.43353 | 0.5408 | 0.64598 | 0.7416 | 0.84865 | 0.94481 | 1.0376 | 1.1186 | 1.2136 | 1.2963 | 1.3759 | 1.4528 | 1.5262 | 1.5966 | 1.664 | 1.7285 | 1.7905 | 1.8499 | 1.9063 | 1.9601 | 2.0114 | 2.0602 | 2.2715 | 2.437 | 2.5667 | 2.6683 | 2.7479 | 2.8103 | 2.8592 | 2.8975 | 2.9275 | 119 | 0.092317 | 0.1843 | 0.27713 | 0.36977 | 0.46296 | 0.55472 | 0.64469 | 0.73244 | 0.81701 | 0.89873 | 0.97784 | 1.0543 | 1.1274 | 1.1979 | 1.2662 | 1.3314 | 1.3939 | 1.4538 | 1.5112 | 1.5665 | 1.6193 | 1.6697 | 1.7176 | 1.7633 | 1.8068 | 1.995 | 2.1426 | 2.2582 | 2.3487 | 2.4197 | 2.4753 | 2.5189 | 2.553 | 2.5797
NewRest | 0.10146 | 0.20256 | 0.30542 | 0.40878 | 0.51208 | 0.61368 | 0.74143 | 0.80949 | 0.90221 | 0.99156 | 1.1177 | 1.1608 | 1.2405 | 1.3173 | 1.3914 | 1.4623 | 1.5303 | 1.5955 | 1.658 | 1.7178 | 1.7752 | 1.8298 | 1.8818 | 1.9313 | 1.9785 | 2.1828 | 2.3428 | 2.4682 | 2.5664 | 2.6434 | 2.7037 | 2.751 | 2.788 | 2.817 | 120 | 0.084314 | 0.16909 | 0.25639 | 0.34494 | 0.43413 | 0.52229 | 0.60887 | 0.69312 | 0.77423 | 0.85253 | 0.92799 | 1.0012 | 1.0714 | 1.1391 | 1.2045 | 1.2672 | 1.3273 | 1.385 | 1.4404 | 1.4935 | 1.5443 | 1.5928 | 1.6389 | 1.6829 | 1.7248 | 1.906 | 2.048 | 2.1593 | 2.2464 | 2.3147 | 2.3683 | 2.4102 | 2.443 | 2.4688
NewRestElecHt | 0.095399 | 0.19042 | 0.28815 | 0.38682 | 0.48564 | 0.58251 | 0.74068 | 0.76902 | 0.85689 | 0.94153 | 1.1169 | 1.1019 | 1.1772 | 1.2494 | 1.3193 | 1.386 | 1.45 | 1.5112 | 1.5699 | 1.626 | 1.6799 | 1.7312 | 1.7801 | 1.8266 | 1.8709 | 2.0629 | 2.2133 | 2.3311 | 2.4234 | 2.4957 | 2.5524 | 2.5968 | 2.6316 | 2.6589 | 121 | 0.078237 | 0.15691 | 0.23907 | 0.32292 | 0.40763 | 0.49104 | 0.57312 | 0.65255 | 0.72881 | 0.80238 | 0.87337 | 0.94215 | 1.0079 | 1.0711 | 1.1323 | 1.1907 | 1.2468 | 1.3006 | 1.3522 | 1.4014 | 1.4488 | 1.494 | 1.537 | 1.578 | 1.617 | 1.7859 | 1.9182 | 2.0219 | 2.1031 | 2.1668 | 2.2166 | 2.2557 | 2.2863 | 2.3103
NewRestGasHt | 0.10241 | 0.20447 | 0.30813 | 0.41223 | 0.51622 | 0.61857 | 0.74022 | 0.81583 | 0.90931 | 0.9994 | 1.1164 | 1.17 | 1.2504 | 1.3279 | 1.4027 | 1.4743 | 1.5429 | 1.6087 | 1.6718 | 1.7322 | 1.7901 | 1.8452 | 1.8977 | 1.9477 | 1.9954 | 2.2015 | 2.3631 | 2.4897 | 2.5888 | 2.6665 | 2.7274 | 2.7751 | 2.8125 | 2.8418 | 122 | 0.085268 | 0.171 | 0.25911 | 0.34839 | 0.43828 | 0.52719 | 0.61448 | 0.69948 | 0.78135 | 0.86039 | 0.93655 | 1.0104 | 1.0813 | 1.1497 | 1.2158 | 1.2792 | 1.3399 | 1.3983 | 1.4543 | 1.5079 | 1.5593 | 1.6083 | 1.6549 | 1.6993 | 1.7416 | 1.9248 | 2.0683 | 2.1808 | 2.2689 | 2.3379 | 2.392 | 2.4344 | 2.4676 | 2.4936
NewRestHtPmpHt | 0.1011 | 0.20184 | 0.30439 | 0.40747 | 0.51051 | 0.61183 | 0.73996 | 0.8071 | 0.89954 | 0.98862 | 1.1161 | 1.1573 | 1.2368 | 1.3133 | 1.3871 | 1.4579 | 1.5256 | 1.5906 | 1.6529 | 1.7125 | 1.7696 | 1.824 | 1.8759 | 1.9252 | 1.9722 | 2.1758 | 2.3353 | 2.4602 | 2.5581 | 2.6348 | 2.6949 | 2.742 | 2.7789 | 2.8078 | 123 | 0.083948 | 0.16836 | 0.25535 | 0.34363 | 0.43255 | 0.52044 | 0.60676 | 0.69072 | 0.77156 | 0.84958 | 0.92478 | 0.99772 | 1.0676 | 1.1351 | 1.2003 | 1.2627 | 1.3226 | 1.3801 | 1.4353 | 1.4881 | 1.5388 | 1.587 | 1.633 | 1.6768 | 1.7185 | 1.899 | 2.0404 | 2.1513 | 2.2381 | 2.3061 | 2.3594 | 2.4012 | 2.4339 | 2.4596
NewSchool | 0.10972 | 0.21848 | 0.32749 | 0.43568 | 0.54357 | 0.64959 | 0.73987 | 0.85393 | 0.95091 | 1.0445 | 1.116 | 1.2219 | 1.3053 | 1.3858 | 1.4634 | 1.5376 | 1.6087 | 1.6769 | 1.7423 | 1.805 | 1.8649 | 1.922 | 1.9764 | 2.0282 | 2.0775 | 2.2911 | 2.4585 | 2.5896 | 2.6923 | 2.7728 | 2.8359 | 2.8853 | 2.924 | 2.9544 | 124 | 0.092593 | 0.18504 | 0.27852 | 0.37192 | 0.46572 | 0.55832 | 0.64907 | 0.73771 | 0.8231 | 0.90566 | 0.98537 | 1.0625 | 1.1364 | 1.2078 | 1.2767 | 1.3427 | 1.406 | 1.4667 | 1.525 | 1.5809 | 1.6344 | 1.6853 | 1.7339 | 1.7801 | 1.8241 | 2.0147 | 2.164 | 2.281 | 2.3727 | 2.4445 | 2.5008 | 2.5449 | 2.5795 | 2.6066
NewSchoolElecHt | 0.10842 | 0.2154 | 0.32245 | 0.42826 | 0.53392 | 0.63715 | 0.73968 | 0.83596 | 0.92997 | 1.0207 | 1.1159 | 1.193 | 1.2736 | 1.3511 | 1.4259 | 1.4972 | 1.5655 | 1.6308 | 1.6935 | 1.7536 | 1.8111 | 1.8658 | 1.918 | 1.9677 | 2.015 | 2.2197 | 2.3802 | 2.5059 | 2.6044 | 2.6816 | 2.7421 | 2.7895 | 2.8266 | 2.8557 | 125 | 0.091294 | 0.18197 | 0.27349 | 0.36451 | 0.45608 | 0.54589 | 0.6339 | 0.71976 | 0.80217 | 0.88188 | 0.95921 | 1.0336 | 1.1047 | 1.1731 | 1.2393 | 1.3023 | 1.3628 | 1.4206 | 1.4762 | 1.5295 | 1.5806 | 1.6292 | 1.6755 | 1.7196 | 1.7616 | 1.9434 | 2.0858 | 2.1974 | 2.2849 | 2.3534 | 2.4071 | 2.4491 | 2.4821 | 2.5079
NewSchoolGasHt | 0.10998 | 0.21908 | 0.32846 | 0.43708 | 0.54536 | 0.65187 | 0.73958 | 0.85718 | 0.95469 | 1.0488 | 1.1135 | 1.227 | 1.311 | 1.392 | 1.4701 | 1.5448 | 1.6164 | 1.6851 | 1.7509 | 1.8141 | 1.8744 | 1.932 | 1.9867 | 2.0389 | 2.0886 | 2.3037 | 2.4723 | 2.6043 | 2.7078 | 2.7889 | 2.8524 | 2.9021 | 2.9411 | 2.9717 | 126 | 0.092857 | 0.18565 | 0.27949 | 0.37331 | 0.46751 | 0.5606 | 0.65182 | 0.74096 | 0.82687 | 0.90993 | 0.99007 | 1.0677 | 1.1421 | 1.214 | 1.2834 | 1.3499 | 1.4137 | 1.4748 | 1.5336 | 1.59 | 1.6439 | 1.6953 | 1.7442 | 1.7908 | 1.8352 | 2.0273 | 2.1778 | 2.2957 | 2.3882 | 2.4606 | 2.5173 | 2.5618 | 2.5966 | 2.6239
NewSchoolHtPmpHt | 0.10954 | 0.21812 | 0.32696 | 0.43502 | 0.54278 | 0.64865 | 0.7381 | 0.85268 | 0.94951 | 1.043 | 1.1132 | 1.22 | 1.3034 | 1.3837 | 1.4611 | 1.5352 | 1.6062 | 1.6742 | 1.7395 | 1.802 | 1.8619 | 1.9188 | 1.9731 | 2.0248 | 2.0741 | 2.2872 | 2.4542 | 2.5851 | 2.6876 | 2.768 | 2.8309 | 2.8802 | 2.9189 | 2.9491 | 127 | 0.092416 | 0.18468 | 0.278 | 0.37126 | 0.46492 | 0.55738 | 0.64797 | 0.73645 | 0.8217 | 0.9041 | 0.98368 | 1.0606 | 1.1344 | 1.2057 | 1.2745 | 1.3403 | 1.4034 | 1.464 | 1.5221 | 1.5779 | 1.6313 | 1.6821 | 1.7306 | 1.7767 | 1.8206 | 2.0108 | 2.1598 | 2.2765 | 2.368 | 2.4397 | 2.4958 | 2.5398 | 2.5743 | 2.6013
NewSchoolTopDay | 0.1141 | 0.22689 | 0.33931 | 0.4502 | 0.56064 | 0.66899 | 0.73802 | 0.87761 | 0.97669 | 1.0723 | 1.1129 | 1.2533 | 1.3383 | 1.4204 | 1.4994 | 1.5749 | 1.6473 | 1.7165 | 1.7831 | 1.8468 | 1.9077 | 1.9656 | 2.0208 | 2.0733 | 2.1234 | 2.3401 | 2.5098 | 2.6429 | 2.7471 | 2.8287 | 2.8927 | 2.9429 | 2.9821 | 3.0129 | 128 | 0.096982 | 0.19347 | 0.29037 | 0.38646 | 0.48282 | 0.57776 | 0.67055 | 0.76144 | 0.84893 | 0.93346 | 1.0152 | 1.0939 | 1.1695 | 1.2425 | 1.3128 | 1.3801 | 1.4446 | 1.5064 | 1.5659 | 1.6228 | 1.6772 | 1.729 | 1.7783 | 1.8253 | 1.8701 | 2.0638 | 2.2155 | 2.3344 | 2.4276 | 2.5006 | 2.5578 | 2.6026 | 2.6377 | 2.6653
NewSmOff | 0.10462 | 0.20877 | 0.31432 | 0.4201 | 0.52572 | 0.62959 | 0.73793 | 0.82965 | 0.92444 | 1.0158 | 1.1128 | 1.1888 | 1.2703 | 1.3489 | 1.4246 | 1.4972 | 1.5668 | 1.6335 | 1.6974 | 1.7586 | 1.8173 | 1.8731 | 1.9263 | 1.9769 | 2.0252 | 2.234 | 2.3977 | 2.5259 | 2.6264 | 2.7051 | 2.7668 | 2.8151 | 2.853 | 2.8826 | 129 | 0.087477 | 0.1753 | 0.2653 | 0.35628 | 0.44779 | 0.53822 | 0.62691 | 0.71331 | 0.7965 | 0.87678 | 0.95418 | 1.0292 | 1.1012 | 1.1707 | 1.2378 | 1.3021 | 1.3638 | 1.423 | 1.4799 | 1.5343 | 1.5865 | 1.6362 | 1.6835 | 1.7286 | 1.7715 | 1.9573 | 2.1029 | 2.217 | 2.3064 | 2.3765 | 2.4314 | 2.4744 | 2.508 | 2.5344
NewSmOffElecHt | 0.10107 | 0.20171 | 0.30436 | 0.40767 | 0.51101 | 0.61238 | 0.73764 | 0.80753 | 0.89974 | 0.98848 | 1.1127 | 1.1568 | 1.2359 | 1.3121 | 1.3857 | 1.456 | 1.5235 | 1.5881 | 1.65 | 1.7093 | 1.7662 | 1.8203 | 1.8719 | 1.921 | 1.9677 | 2.1702 | 2.3289 | 2.4532 | 2.5506 | 2.6269 | 2.6867 | 2.7335 | 2.7702 | 2.799 | 130 | 0.083922 | 0.16822 | 0.25532 | 0.34382 | 0.43304 | 0.52098 | 0.60732 | 0.69114 | 0.77174 | 0.84943 | 0.92445 | 0.99717 | 1.0667 | 1.1338 | 1.1988 | 1.2609 | 1.3205 | 1.3776 | 1.4324 | 1.4849 | 1.5353 | 1.5833 | 1.629 | 1.6725 | 1.7139 | 1.8934 | 2.034 | 2.1442 | 2.2305 | 2.2981 | 2.3511 | 2.3926 | 2.4252 | 2.4507
NewSmOffGasHt | 0.10505 | 0.20963 | 0.31555 | 0.42166 | 0.52759 | 0.6318 | 0.73754 | 0.83254 | 0.92769 | 1.0194 | 1.1117 | 1.193 | 1.2749 | 1.3538 | 1.4299 | 1.5028 | 1.5726 | 1.6396 | 1.7039 | 1.7654 | 1.8243 | 1.8803 | 1.9338 | 1.9846 | 2.0331 | 2.2429 | 2.4072 | 2.536 | 2.6369 | 2.716 | 2.7779 | 2.8264 | 2.8645 | 2.8943 | 131 | 0.087903 | 0.17616 | 0.26653 | 0.35784 | 0.44966 | 0.54044 | 0.62945 | 0.7162 | 0.79975 | 0.88041 | 0.95813 | 1.0335 | 1.1058 | 1.1757 | 1.2431 | 1.3077 | 1.3697 | 1.4292 | 1.4864 | 1.541 | 1.5935 | 1.6434 | 1.691 | 1.7363 | 1.7794 | 1.9662 | 2.1125 | 2.2271 | 2.317 | 2.3874 | 2.4425 | 2.4857 | 2.5196 | 2.5461
NewSmOffHtPmpHt | 0.10532 | 0.21011 | 0.31615 | 0.4223 | 0.52826 | 0.63245 | 0.73707 | 0.83315 | 0.92826 | 1.0199 | 1.1112 | 1.1935 | 1.2753 | 1.3542 | 1.4302 | 1.5031 | 1.5728 | 1.6398 | 1.704 | 1.7654 | 1.8242 | 1.8803 | 1.9336 | 1.9845 | 2.0329 | 2.2425 | 2.4067 | 2.5354 | 2.6362 | 2.7152 | 2.7771 | 2.8255 | 2.8635 | 2.8933 | 132 | 0.088179 | 0.17664 | 0.26713 | 0.35848 | 0.45033 | 0.54109 | 0.6301 | 0.71682 | 0.80033 | 0.88095 | 0.95867 | 1.034 | 1.1063 | 1.1761 | 1.2434 | 1.308 | 1.3699 | 1.4294 | 1.4864 | 1.5411 | 1.5935 | 1.6433 | 1.6909 | 1.7361 | 1.7792 | 1.9658 | 2.112 | 2.2265 | 2.3163 | 2.3866 | 2.4417 | 2.4848 | 2.5187 | 2.5452
NewSmRet | 0.10853 | 0.21629 | 0.32467 | 0.43263 | 0.54033 | 0.64626 | 0.73665 | 0.85041 | 0.9473 | 1.0407 | 1.1109 | 1.2178 | 1.3012 | 1.3817 | 1.4593 | 1.5336 | 1.6047 | 1.673 | 1.7385 | 1.8012 | 1.8612 | 1.9184 | 1.9729 | 2.0247 | 2.0741 | 2.288 | 2.4556 | 2.5869 | 2.6898 | 2.7704 | 2.8336 | 2.883 | 2.9218 | 2.9522 | 133 | 0.0914 | 0.18284 | 0.27569 | 0.36885 | 0.46246 | 0.55496 | 0.64565 | 0.73415 | 0.81945 | 0.90186 | 0.98136 | 1.0584 | 1.1323 | 1.2037 | 1.2726 | 1.3386 | 1.402 | 1.4627 | 1.5211 | 1.577 | 1.6306 | 1.6816 | 1.7302 | 1.7765 | 1.8206 | 2.0115 | 2.1611 | 2.2783 | 2.3701 | 2.442 | 2.4984 | 2.5426 | 2.5772 | 2.6043
NewSmRetElecHt | 0.10765 | 0.2145 | 0.32214 | 0.42944 | 0.53656 | 0.64181 | 0.7364 | 0.84466 | 0.94085 | 1.0336 | 1.1106 | 1.2094 | 1.2922 | 1.372 | 1.449 | 1.5226 | 1.5932 | 1.6608 | 1.7257 | 1.7878 | 1.8474 | 1.9041 | 1.9581 | 2.0095 | 2.0585 | 2.2706 | 2.4367 | 2.5669 | 2.6689 | 2.7488 | 2.8115 | 2.8605 | 2.899 | 2.9291 | 134 | 0.090515 | 0.18105 | 0.27315 | 0.36566 | 0.45868 | 0.55051 | 0.64058 | 0.7284 | 0.81299 | 0.89469 | 0.97359 | 1.05 | 1.1232 | 1.194 | 1.2622 | 1.3276 | 1.3904 | 1.4505 | 1.5083 | 1.5637 | 1.6167 | 1.6673 | 1.7154 | 1.7613 | 1.805 | 1.994 | 2.1422 | 2.2582 | 2.3492 | 2.4205 | 2.4763 | 2.52 | 2.5543 | 2.5812
NewSmRetGasHt | 0.10881 | 0.21685 | 0.32547 | 0.43363 | 0.54152 | 0.64765 | 0.73611 | 0.85221 | 0.94932 | 1.043 | 1.1104 | 1.2204 | 1.3041 | 1.3848 | 1.4625 | 1.537 | 1.6083 | 1.6768 | 1.7424 | 1.8053 | 1.8655 | 1.9229 | 1.9775 | 2.0295 | 2.079 | 2.2935 | 2.4615 | 2.5932 | 2.6963 | 2.7771 | 2.8405 | 2.8901 | 2.929 | 2.9594 | 135 | 0.091678 | 0.1834 | 0.27649 | 0.36985 | 0.46364 | 0.55636 | 0.64724 | 0.73595 | 0.82147 | 0.9041 | 0.98379 | 1.061 | 1.1351 | 1.2067 | 1.2758 | 1.3421 | 1.4056 | 1.4665 | 1.5251 | 1.5812 | 1.6349 | 1.6861 | 1.7349 | 1.7813 | 1.8255 | 2.017 | 2.167 | 2.2845 | 2.3766 | 2.4488 | 2.5053 | 2.5496 | 2.5843 | 2.6115
NewSmRetHtPmpHt | 0.10833 | 0.21589 | 0.32411 | 0.43192 | 0.53948 | 0.64526 | 0.73603 | 0.84911 | 0.94586 | 1.0392 | 1.1102 | 1.216 | 1.2992 | 1.3796 | 1.457 | 1.5311 | 1.6022 | 1.6703 | 1.7356 | 1.7982 | 1.8581 | 1.9152 | 1.9696 | 2.0214 | 2.0707 | 2.2841 | 2.4514 | 2.5825 | 2.6851 | 2.7656 | 2.8286 | 2.878 | 2.9167 | 2.9471 | 136 | 0.091201 | 0.18244 | 0.27513 | 0.36813 | 0.46161 | 0.55396 | 0.64451 | 0.73286 | 0.818 | 0.90026 | 0.97962 | 1.0565 | 1.1303 | 1.2015 | 1.2703 | 1.3362 | 1.3994 | 1.46 | 1.5182 | 1.5741 | 1.6275 | 1.6785 | 1.727 | 1.7732 | 1.8172 | 2.0076 | 2.1569 | 2.2738 | 2.3654 | 2.4372 | 2.4935 | 2.5375 | 2.5721 | 2.5991
NewWareh | 0.10872 | 0.21666 | 0.32527 | 0.43349 | 0.54143 | 0.64754 | 0.73558 | 0.85203 | 0.94904 | 1.0426 | 1.1102 | 1.2198 | 1.3033 | 1.3839 | 1.4614 | 1.5358 | 1.607 | 1.6752 | 1.7407 | 1.8034 | 1.8635 | 1.9207 | 1.9752 | 2.0271 | 2.0765 | 2.2905 | 2.4582 | 2.5895 | 2.6925 | 2.7731 | 2.8363 | 2.8858 | 2.9246 | 2.955 | 137 | 0.091589 | 0.1832 | 0.27628 | 0.3697 | 0.46354 | 0.55623 | 0.64713 | 0.73576 | 0.82117 | 0.90369 | 0.98328 | 1.0604 | 1.1343 | 1.2058 | 1.2747 | 1.3408 | 1.4042 | 1.4649 | 1.5233 | 1.5792 | 1.6329 | 1.6839 | 1.7326 | 1.7789 | 1.823 | 2.014 | 2.1636 | 2.2809 | 2.3727 | 2.4447 | 2.5011 | 2.5453 | 2.5799 | 2.607
NewWarehElecHt | 0.10827 | 0.21572 | 0.32396 | 0.43177 | 0.53935 | 0.64507 | 0.73536 | 0.84884 | 0.94548 | 1.0387 | 1.1095 | 1.2153 | 1.2984 | 1.3786 | 1.4559 | 1.5298 | 1.6007 | 1.6687 | 1.7339 | 1.7963 | 1.8561 | 1.913 | 1.9673 | 2.0189 | 2.0681 | 2.2812 | 2.4481 | 2.5788 | 2.6813 | 2.7616 | 2.8245 | 2.8738 | 2.9124 | 2.9427 | 138 | 0.091139 | 0.18227 | 0.27497 | 0.36798 | 0.46146 | 0.55376 | 0.64432 | 0.73257 | 0.81761 | 0.89976 | 0.97902 | 1.0558 | 1.1294 | 1.2005 | 1.2691 | 1.3349 | 1.3979 | 1.4584 | 1.5164 | 1.5721 | 1.6254 | 1.6762 | 1.7246 | 1.7707 | 1.8146 | 2.0046 | 2.1535 | 2.2702 | 2.3616 | 2.4332 | 2.4893 | 2.5332 | 2.5677 | 2.5947
NewWarehGasHt | 0.10905 | 0.21734 | 0.32623 | 0.43475 | 0.54296 | 0.64936 | 0.7351 | 0.85438 | 0.95166 | 1.0455 | 1.1093 | 1.2232 | 1.3069 | 1.3877 | 1.4656 | 1.5401 | 1.6115 | 1.68 | 1.7458 | 1.8087 | 1.869 | 1.9264 | 1.981 | 2.0331 | 2.0827 | 2.2974 | 2.4656 | 2.5974 | 2.7007 | 2.7816 | 2.845 | 2.8947 | 2.9336 | 2.9641 | 139 | 0.09192 | 0.18389 | 0.27723 | 0.37096 | 0.46507 | 0.55805 | 0.64919 | 0.73811 | 0.82379 | 0.90657 | 0.98641 | 1.0638 | 1.138 | 1.2097 | 1.2788 | 1.3451 | 1.4087 | 1.4698 | 1.5283 | 1.5845 | 1.6383 | 1.6896 | 1.7384 | 1.7849 | 1.8292 | 2.0208 | 2.171 | 2.2887 | 2.3809 | 2.4532 | 2.5098 | 2.5542 | 2.5889 | 2.6161
NewWarehHtPmpHt | 0.1087 | 0.21662 | 0.32523 | 0.43343 | 0.54136 | 0.64745 | 0.73507 | 0.85192 | 0.94891 | 1.0425 | 1.1088 | 1.2197 | 1.3031 | 1.3837 | 1.4612 | 1.5355 | 1.6067 | 1.675 | 1.7404 | 1.8032 | 1.8632 | 1.9204 | 1.9749 | 2.0268 | 2.0762 | 2.2901 | 2.4577 | 2.589 | 2.6919 | 2.7725 | 2.8357 | 2.8852 | 2.924 | 2.9544 | 140 | 0.091572 | 0.18317 | 0.27624 | 0.36964 | 0.46347 | 0.55614 | 0.64702 | 0.73564 | 0.82104 | 0.90354 | 0.98312 | 1.0602 | 1.1342 | 1.2056 | 1.2745 | 1.3406 | 1.4039 | 1.4647 | 1.523 | 1.579 | 1.6326 | 1.6836 | 1.7322 | 1.7785 | 1.8226 | 2.0135 | 2.1631 | 2.2803 | 2.3722 | 2.4441 | 2.5005 | 2.5447 | 2.5793 | 2.6064
NewWarehTopDay | 0.11285 | 0.22452 | 0.33594 | 0.44611 | 0.556 | 0.66388 | 0.73507 | 0.87164 | 0.97031 | 1.0655 | 1.1086 | 1.2461 | 1.331 | 1.413 | 1.492 | 1.5675 | 1.6399 | 1.7093 | 1.7758 | 1.8397 | 1.9007 | 1.9588 | 2.0142 | 2.0669 | 2.1171 | 2.3345 | 2.5048 | 2.6383 | 2.7428 | 2.8247 | 2.8889 | 2.9392 | 2.9786 | 3.0095 | 141 | 0.095728 | 0.1911 | 0.28699 | 0.38238 | 0.47818 | 0.57265 | 0.6651 | 0.75548 | 0.84256 | 0.92673 | 1.0081 | 1.0868 | 1.1622 | 1.2351 | 1.3054 | 1.3727 | 1.4373 | 1.4992 | 1.5586 | 1.6157 | 1.6703 | 1.7222 | 1.7717 | 1.8189 | 1.8638 | 2.0582 | 2.2105 | 2.3299 | 2.4234 | 2.4966 | 2.554 | 2.599 | 2.6343 | 2.6619
OTECDis | 0.10613 | 0.21168 | 0.31823 | 0.42469 | 0.53095 | 0.63546 | 0.73504 | 0.83696 | 0.93256 | 1.0247 | 1.1086 | 1.1994 | 1.2817 | 1.361 | 1.4375 | 1.5108 | 1.5811 | 1.6484 | 1.713 | 1.7749 | 1.8342 | 1.8906 | 1.9444 | 1.9956 | 2.0443 | 2.2555 | 2.4209 | 2.5505 | 2.652 | 2.7316 | 2.794 | 2.8428 | 2.8811 | 2.9111 | 142 | 0.088996 | 0.17822 | 0.26923 | 0.36088 | 0.45304 | 0.54412 | 0.63352 | 0.72066 | 0.80465 | 0.88578 | 0.96401 | 1.0399 | 1.1126 | 1.1829 | 1.2508 | 1.3158 | 1.3782 | 1.4381 | 1.4955 | 1.5506 | 1.6034 | 1.6537 | 1.7016 | 1.7473 | 1.7907 | 1.9788 | 2.1262 | 2.2417 | 2.3322 | 2.4031 | 2.4587 | 2.5022 | 2.5363 | 2.563
Premium Vent - HP | 0.20866 | 0.41191 | 0.61093 | 0.805 | 0.99468 | 1.1789 | 0.73487 | 1.5289 | 1.6938 | 1.8521 | 1.1085 | 2.1498 | 2.2894 | 2.4235 | 2.5521 | 2.6751 | 2.7927 | 2.9052 | 3.0129 | 3.1158 | 3.2141 | 3.3078 | 3.397 | 3.4819 | 3.5628 | 3.913 | 4.1875 | 4.4025 | 4.5709 | 4.7029 | 4.8064 | 4.8874 | 4.9509 | 5.0006 | 143 | 0.19153 | 0.37847 | 0.56195 | 0.74123 | 0.91682 | 1.0876 | 1.2529 | 1.4127 | 1.566 | 1.7132 | 1.8544 | 1.9904 | 2.1204 | 2.2455 | 2.3654 | 2.4802 | 2.5899 | 2.695 | 2.7955 | 2.8917 | 2.9836 | 3.0711 | 3.1544 | 3.2338 | 3.3093 | 3.6366 | 3.893 | 4.0939 | 4.2513 | 4.3746 | 4.4713 | 4.547 | 4.6063 | 4.6528
RefrigWarehouseGroc | 0.10365 | 0.2068 | 0.31112 | 0.4155 | 0.51976 | 0.62232 | 0.7346 | 0.82013 | 0.91394 | 1.0044 | 1.1084 | 1.1758 | 1.2566 | 1.3345 | 1.4096 | 1.4815 | 1.5504 | 1.6165 | 1.6799 | 1.7406 | 1.7988 | 1.8542 | 1.907 | 1.9572 | 2.0051 | 2.2123 | 2.3747 | 2.5019 | 2.6015 | 2.6796 | 2.7408 | 2.7888 | 2.8263 | 2.8558 | 144 | 0.086514 | 0.17333 | 0.26212 | 0.35169 | 0.44185 | 0.53098 | 0.61851 | 0.70381 | 0.78602 | 0.86544 | 0.94204 | 1.0163 | 1.0875 | 1.1564 | 1.2228 | 1.2865 | 1.3476 | 1.4062 | 1.4625 | 1.5164 | 1.5681 | 1.6173 | 1.6642 | 1.7089 | 1.7515 | 1.9357 | 2.08 | 2.1931 | 2.2817 | 2.3511 | 2.4055 | 2.4481 | 2.4815 | 2.5077
ResCACPNW | 0.1168 | 0.2322 | 0.34813 | 0.46387 | 0.57903 | 0.69144 | 0.73424 | 0.90713 | 1.0091 | 1.1073 | 1.1083 | 1.2932 | 1.3807 | 1.4649 | 1.546 | 1.6238 | 1.6983 | 1.7695 | 1.8379 | 1.9033 | 1.9662 | 2.0261 | 2.0831 | 2.1375 | 2.1892 | 2.4132 | 2.5887 | 2.7262 | 2.834 | 2.9184 | 2.9846 | 3.0364 | 3.077 | 3.1088 | 145 | 0.099647 | 0.19871 | 0.29909 | 0.40001 | 0.50106 | 0.60003 | 0.69676 | 0.79074 | 0.8811 | 0.9682 | 1.0523 | 1.1336 | 1.2115 | 1.2866 | 1.3591 | 1.4286 | 1.4952 | 1.559 | 1.6203 | 1.6789 | 1.7353 | 1.789 | 1.8402 | 1.889 | 1.9354 | 2.1364 | 2.2938 | 2.4172 | 2.5139 | 2.5896 | 2.649 | 2.6955 | 2.7319 | 2.7605
ResCACZ1 | 0.11667 | 0.23201 | 0.34778 | 0.46341 | 0.57847 | 0.6909 | 0.73423 | 0.90684 | 1.0089 | 1.1071 | 1.1082 | 1.2934 | 1.3808 | 1.4649 | 1.5461 | 1.6237 | 1.6982 | 1.7693 | 1.8375 | 1.9029 | 1.9657 | 2.0256 | 2.0826 | 2.1368 | 2.1885 | 2.4123 | 2.5877 | 2.725 | 2.8327 | 2.917 | 2.9831 | 3.0349 | 3.0755 | 3.1072 | 146 | 0.099516 | 0.19853 | 0.29874 | 0.39956 | 0.50051 | 0.5995 | 0.69638 | 0.79047 | 0.88089 | 0.96806 | 1.0523 | 1.1338 | 1.2117 | 1.2867 | 1.3592 | 1.4286 | 1.4952 | 1.5588 | 1.6199 | 1.6785 | 1.7349 | 1.7886 | 1.8397 | 1.8884 | 1.9348 | 2.1355 | 2.2928 | 2.4161 | 2.5126 | 2.5883 | 2.6476 | 2.694 | 2.7304 | 2.759
ResCACZ2 | 0.1168 | 0.2322 | 0.34813 | 0.46387 | 0.57903 | 0.69144 | 0.73421 | 0.90713 | 1.0091 | 1.1073 | 1.1077 | 1.2932 | 1.3807 | 1.4649 | 1.546 | 1.6238 | 1.6983 | 1.7695 | 1.8379 | 1.9033 | 1.9662 | 2.0261 | 2.0831 | 2.1375 | 2.1892 | 2.4132 | 2.5887 | 2.7262 | 2.834 | 2.9184 | 2.9846 | 3.0364 | 3.077 | 3.1088 | 147 | 0.099647 | 0.19871 | 0.29909 | 0.40001 | 0.50106 | 0.60003 | 0.69676 | 0.79074 | 0.8811 | 0.9682 | 1.0523 | 1.1336 | 1.2115 | 1.2866 | 1.3591 | 1.4286 | 1.4952 | 1.559 | 1.6203 | 1.6789 | 1.7353 | 1.789 | 1.8402 | 1.889 | 1.9354 | 2.1364 | 2.2938 | 2.4172 | 2.5139 | 2.5896 | 2.649 | 2.6955 | 2.7319 | 2.7605
ResCACZ3 | 0.11901 | 0.23662 | 0.3546 | 0.47223 | 0.58934 | 0.70395 | 0.73368 | 0.9241 | 1.0284 | 1.1289 | 1.1076 | 1.3192 | 1.4087 | 1.4951 | 1.5783 | 1.6582 | 1.7345 | 1.8076 | 1.8778 | 1.9451 | 2.0097 | 2.0712 | 2.1298 | 2.1856 | 2.2388 | 2.4689 | 2.6492 | 2.7905 | 2.9012 | 2.9879 | 3.0559 | 3.1091 | 3.1508 | 3.1835 | 148 | 0.10188 | 0.20316 | 0.30559 | 0.40842 | 0.51143 | 0.61261 | 0.71153 | 0.80779 | 0.90051 | 0.98991 | 1.0762 | 1.1597 | 1.2396 | 1.317 | 1.3915 | 1.4631 | 1.5316 | 1.5973 | 1.6603 | 1.7208 | 1.7789 | 1.8343 | 1.8871 | 1.9373 | 1.9851 | 2.1923 | 2.3545 | 2.4817 | 2.5813 | 2.6594 | 2.7205 | 2.7685 | 2.806 | 2.8354
ResCOOK | 0.12867 | 0.25565 | 0.38239 | 0.50782 | 0.63213 | 0.75396 | 0.7336 | 0.98779 | 1.0985 | 1.2052 | 1.1075 | 1.4068 | 1.5016 | 1.5931 | 1.681 | 1.7652 | 1.8458 | 1.9231 | 1.9971 | 2.068 | 2.1359 | 2.2005 | 2.262 | 2.3207 | 2.3765 | 2.6182 | 2.8076 | 2.956 | 3.0722 | 3.1633 | 3.2347 | 3.2906 | 3.3344 | 3.3688 | 149 | 0.11154 | 0.22221 | 0.33341 | 0.44404 | 0.55426 | 0.66266 | 0.76856 | 0.87153 | 0.97067 | 1.0663 | 1.1583 | 1.2473 | 1.3327 | 1.415 | 1.4943 | 1.5702 | 1.643 | 1.7128 | 1.7797 | 1.8438 | 1.9052 | 1.9637 | 2.0194 | 2.0725 | 2.123 | 2.3417 | 2.5131 | 2.6473 | 2.7525 | 2.835 | 2.8995 | 2.9501 | 2.9898 | 3.0209
ResDesktop | 0.12273 | 0.24404 | 0.36561 | 0.48633 | 0.60614 | 0.72357 | 0.73342 | 0.94912 | 1.0559 | 1.1587 | 1.1074 | 1.3531 | 1.4446 | 1.5327 | 1.6175 | 1.6987 | 1.7764 | 1.8509 | 1.9223 | 1.9907 | 2.0561 | 2.1185 | 2.1778 | 2.2344 | 2.2882 | 2.5214 | 2.7041 | 2.8472 | 2.9593 | 3.0472 | 3.1161 | 3.17 | 3.2123 | 3.2454 | 150 | 0.10559 | 0.21058 | 0.31661 | 0.42252 | 0.52824 | 0.63224 | 0.73397 | 0.83283 | 0.92798 | 1.0198 | 1.1081 | 1.1936 | 1.2756 | 1.3546 | 1.4307 | 1.5037 | 1.5736 | 1.6406 | 1.7049 | 1.7664 | 1.8254 | 1.8816 | 1.9351 | 1.9861 | 2.0346 | 2.2448 | 2.4094 | 2.5384 | 2.6395 | 2.7187 | 2.7808 | 2.8294 | 2.8675 | 2.8973
ResDHW | 0.11182 | 0.22276 | 0.33443 | 0.44575 | 0.55662 | 0.66559 | 0.73333 | 0.87541 | 0.9749 | 1.0708 | 1.1062 | 1.2523 | 1.3378 | 1.4202 | 1.4997 | 1.5757 | 1.6486 | 1.7185 | 1.7855 | 1.8497 | 1.9112 | 1.9697 | 2.0255 | 2.0785 | 2.1291 | 2.348 | 2.5196 | 2.654 | 2.7593 | 2.8418 | 2.9064 | 2.9571 | 2.9968 | 3.0279 | 151 | 0.094682 | 0.1893 | 0.28543 | 0.38195 | 0.47872 | 0.57427 | 0.66792 | 0.75912 | 0.84701 | 0.93187 | 1.0136 | 1.0928 | 1.1688 | 1.2421 | 1.3129 | 1.3807 | 1.4458 | 1.5082 | 1.5681 | 1.6255 | 1.6805 | 1.7329 | 1.7828 | 1.8303 | 1.8755 | 2.0714 | 2.225 | 2.3452 | 2.4395 | 2.5133 | 2.5712 | 2.6165 | 2.652 | 2.6799
ResDRY | 0.11523 | 0.22938 | 0.3439 | 0.45773 | 0.57099 | 0.6822 | 0.73274 | 0.89623 | 0.99768 | 1.0955 | 1.1058 | 1.2806 | 1.3678 | 1.4518 | 1.5327 | 1.6102 | 1.6844 | 1.7556 | 1.8238 | 1.8892 | 1.9518 | 2.0114 | 2.0681 | 2.1222 | 2.1737 | 2.3965 | 2.5712 | 2.708 | 2.8152 | 2.8992 | 2.965 | 3.0166 | 3.057 | 3.0887 | 152 | 0.098099 | 0.19592 | 0.29491 | 0.39394 | 0.49311 | 0.59089 | 0.68668 | 0.77996 | 0.86981 | 0.95658 | 1.0402 | 1.1211 | 1.1988 | 1.2737 | 1.346 | 1.4152 | 1.4816 | 1.5453 | 1.6064 | 1.665 | 1.7211 | 1.7746 | 1.8255 | 1.8739 | 1.9201 | 2.12 | 2.2766 | 2.3993 | 2.4955 | 2.5708 | 2.6298 | 2.6761 | 2.7123 | 2.7407
ResFRIG | 0.10395 | 0.20737 | 0.31205 | 0.41688 | 0.52156 | 0.62447 | 0.7324 | 0.82278 | 0.91675 | 1.0073 | 1.1057 | 1.179 | 1.2598 | 1.3377 | 1.4129 | 1.4848 | 1.5538 | 1.6199 | 1.6833 | 1.744 | 1.8021 | 1.8575 | 1.9103 | 1.9606 | 2.0084 | 2.2156 | 2.3779 | 2.5051 | 2.6048 | 2.6829 | 2.7441 | 2.792 | 2.8296 | 2.859 | 153 | 0.086809 | 0.1739 | 0.26303 | 0.35305 | 0.44363 | 0.53311 | 0.62092 | 0.70644 | 0.78881 | 0.86836 | 0.94507 | 1.0194 | 1.0907 | 1.1596 | 1.226 | 1.2897 | 1.3508 | 1.4095 | 1.4658 | 1.5197 | 1.5714 | 1.6206 | 1.6675 | 1.7122 | 1.7547 | 1.9389 | 2.0832 | 2.1963 | 2.2849 | 2.3543 | 2.4087 | 2.4513 | 2.4847 | 2.5108
ResFRZR | 0.10572 | 0.21086 | 0.31717 | 0.42354 | 0.5297 | 0.63405 | 0.73185 | 0.83508 | 0.93034 | 1.0222 | 1.1043 | 1.1961 | 1.278 | 1.357 | 1.4332 | 1.5061 | 1.576 | 1.643 | 1.7072 | 1.7687 | 1.8276 | 1.8838 | 1.9372 | 1.9882 | 2.0366 | 2.2466 | 2.4111 | 2.54 | 2.6409 | 2.7201 | 2.7821 | 2.8306 | 2.8687 | 2.8985 | 154 | 0.088578 | 0.17739 | 0.26815 | 0.35971 | 0.45178 | 0.5427 | 0.63188 | 0.71875 | 0.80241 | 0.8832 | 0.96108 | 1.0366 | 1.109 | 1.1789 | 1.2463 | 1.311 | 1.373 | 1.4326 | 1.4897 | 1.5444 | 1.5969 | 1.6469 | 1.6945 | 1.7398 | 1.783 | 1.9699 | 2.1164 | 2.2311 | 2.321 | 2.3915 | 2.4467 | 2.4899 | 2.5238 | 2.5504
ResLIGHT | 0.10754 | 0.21446 | 0.32251 | 0.43054 | 0.53829 | 0.64425 | 0.73157 | 0.84839 | 0.94517 | 1.0384 | 1.1038 | 1.2151 | 1.2983 | 1.3786 | 1.4559 | 1.53 | 1.601 | 1.6691 | 1.7344 | 1.7969 | 1.8568 | 1.9138 | 1.9681 | 2.0198 | 2.0691 | 2.2824 | 2.4495 | 2.5805 | 2.6831 | 2.7634 | 2.8264 | 2.8758 | 2.9144 | 2.9447 | 155 | 0.090403 | 0.181 | 0.2735 | 0.36672 | 0.46037 | 0.5529 | 0.64367 | 0.73208 | 0.81725 | 0.89948 | 0.97873 | 1.0556 | 1.1292 | 1.2004 | 1.2691 | 1.335 | 1.3981 | 1.4587 | 1.5169 | 1.5726 | 1.626 | 1.6769 | 1.7254 | 1.7715 | 1.8155 | 2.0057 | 2.1548 | 2.2716 | 2.3632 | 2.4349 | 2.4911 | 2.5351 | 2.5696 | 2.5966
ResLIGHTandSpaceHeatNew | 0.1105 | 0.22034 | 0.33122 | 0.44205 | 0.55247 | 0.66108 | 0.73124 | 0.87025 | 0.96944 | 1.065 | 1.1037 | 1.2458 | 1.3311 | 1.4134 | 1.4926 | 1.5685 | 1.6412 | 1.711 | 1.7779 | 1.842 | 1.9033 | 1.9617 | 2.0174 | 2.0703 | 2.1208 | 2.3392 | 2.5104 | 2.6445 | 2.7496 | 2.8319 | 2.8964 | 2.9469 | 2.9865 | 3.0176 | 156 | 0.093363 | 0.18687 | 0.28221 | 0.37824 | 0.47455 | 0.56974 | 0.66304 | 0.75394 | 0.84153 | 0.92606 | 1.0074 | 1.0863 | 1.162 | 1.2352 | 1.3058 | 1.3735 | 1.4383 | 1.5006 | 1.5605 | 1.6177 | 1.6726 | 1.7248 | 1.7746 | 1.822 | 1.8671 | 2.0626 | 2.2157 | 2.3357 | 2.4297 | 2.5033 | 2.5611 | 2.6063 | 2.6417 | 2.6695
ResMonitor | 0.11401 | 0.22703 | 0.34081 | 0.45417 | 0.56698 | 0.67775 | 0.73107 | 0.89101 | 0.99206 | 1.0894 | 1.1035 | 1.2737 | 1.3605 | 1.4441 | 1.5247 | 1.6018 | 1.6757 | 1.7466 | 1.8145 | 1.8795 | 1.9418 | 2.0011 | 2.0576 | 2.1115 | 2.1627 | 2.3846 | 2.5585 | 2.6947 | 2.8015 | 2.8851 | 2.9507 | 3.002 | 3.0422 | 3.0738 | 157 | 0.096873 | 0.19357 | 0.2918 | 0.39036 | 0.48907 | 0.58641 | 0.68187 | 0.7747 | 0.86415 | 0.95049 | 1.0337 | 1.1142 | 1.1915 | 1.266 | 1.3379 | 1.4068 | 1.4728 | 1.5362 | 1.597 | 1.6552 | 1.7111 | 1.7642 | 1.8149 | 1.8631 | 1.9091 | 2.108 | 2.2638 | 2.386 | 2.4816 | 2.5566 | 2.6153 | 2.6614 | 2.6974 | 2.7257
ResOTHER | 0.10696 | 0.21329 | 0.32067 | 0.428 | 0.53506 | 0.64034 | 0.73077 | 0.84319 | 0.93936 | 1.0321 | 1.1034 | 1.2077 | 1.2904 | 1.3702 | 1.447 | 1.5207 | 1.5912 | 1.6589 | 1.7238 | 1.7859 | 1.8454 | 1.9021 | 1.9561 | 2.0075 | 2.0565 | 2.2684 | 2.4345 | 2.5647 | 2.6667 | 2.7465 | 2.8091 | 2.8582 | 2.8966 | 2.9267 | 158 | 0.089825 | 0.17983 | 0.27167 | 0.36418 | 0.45715 | 0.549 | 0.6391 | 0.72688 | 0.81145 | 0.89312 | 0.97185 | 1.0482 | 1.1213 | 1.192 | 1.2603 | 1.3256 | 1.3884 | 1.4485 | 1.5063 | 1.5616 | 1.6147 | 1.6652 | 1.7133 | 1.7592 | 1.8028 | 1.9918 | 2.1399 | 2.2559 | 2.3468 | 2.418 | 2.4738 | 2.5175 | 2.5518 | 2.5786
ResSHNEW | 0.11705 | 0.23322 | 0.35021 | 0.46694 | 0.58297 | 0.69706 | 0.73034 | 0.91649 | 1.0205 | 1.1207 | 1.1023 | 1.31 | 1.3993 | 1.4855 | 1.5684 | 1.6479 | 1.724 | 1.797 | 1.8671 | 1.9341 | 1.9982 | 2.0593 | 2.1175 | 2.1729 | 2.2256 | 2.454 | 2.633 | 2.7732 | 2.8831 | 2.9692 | 3.0366 | 3.0895 | 3.1309 | 3.1633 | 159 | 0.099915 | 0.19976 | 0.3012 | 0.40313 | 0.50506 | 0.60573 | 0.70424 | 0.80018 | 0.89261 | 0.98176 | 1.0674 | 1.1505 | 1.2302 | 1.3073 | 1.3816 | 1.4528 | 1.5211 | 1.5867 | 1.6496 | 1.7098 | 1.7675 | 1.8224 | 1.8747 | 1.9245 | 1.972 | 2.1774 | 2.3383 | 2.4644 | 2.5632 | 2.6407 | 2.7013 | 2.7488 | 2.7861 | 2.8153
ResSHWX | 0.11507 | 0.22934 | 0.34441 | 0.45922 | 0.57345 | 0.6858 | 0.73034 | 0.90211 | 1.0047 | 1.1036 | 1.1022 | 1.2906 | 1.3787 | 1.4639 | 1.5457 | 1.6242 | 1.6993 | 1.7714 | 1.8406 | 1.9067 | 1.97 | 2.0303 | 2.0877 | 2.1424 | 2.1945 | 2.4199 | 2.5966 | 2.735 | 2.8434 | 2.9284 | 2.995 | 3.0471 | 3.088 | 3.12 | 160 | 0.097933 | 0.19588 | 0.29542 | 0.39542 | 0.49556 | 0.59447 | 0.69136 | 0.78582 | 0.87685 | 0.96468 | 1.0492 | 1.1311 | 1.2097 | 1.2858 | 1.3589 | 1.4292 | 1.4964 | 1.5611 | 1.6231 | 1.6825 | 1.7393 | 1.7935 | 1.845 | 1.8941 | 1.9409 | 2.1433 | 2.3019 | 2.4262 | 2.5236 | 2.5999 | 2.6597 | 2.7065 | 2.7432 | 2.772
ResSpHtBBZ1 | 0.11332 | 0.22598 | 0.33957 | 0.4531 | 0.56614 | 0.67744 | 0.73014 | 0.89175 | 0.99354 | 1.0916 | 1.1014 | 1.2769 | 1.3643 | 1.4488 | 1.5301 | 1.6081 | 1.6827 | 1.7543 | 1.823 | 1.8888 | 1.9517 | 2.0117 | 2.0687 | 2.1231 | 2.1748 | 2.3989 | 2.5745 | 2.7121 | 2.8199 | 2.9044 | 2.9706 | 3.0224 | 3.063 | 3.0949 | 161 | 0.096185 | 0.19252 | 0.29057 | 0.38929 | 0.48824 | 0.58611 | 0.68199 | 0.77546 | 0.86564 | 0.95262 | 1.0363 | 1.1174 | 1.1953 | 1.2707 | 1.3433 | 1.413 | 1.4798 | 1.544 | 1.6056 | 1.6646 | 1.721 | 1.7748 | 1.826 | 1.8748 | 1.9212 | 2.1223 | 2.2799 | 2.4034 | 2.5001 | 2.5759 | 2.6353 | 2.6818 | 2.7183 | 2.7468
ResSpHtBBZ2 | 0.11363 | 0.22663 | 0.34057 | 0.45448 | 0.56793 | 0.67965 | 0.73009 | 0.89478 | 0.99698 | 1.0954 | 1.1012 | 1.2815 | 1.3693 | 1.4542 | 1.5359 | 1.6142 | 1.6892 | 1.7612 | 1.8303 | 1.8964 | 1.9596 | 2.0199 | 2.0773 | 2.1319 | 2.184 | 2.4093 | 2.5858 | 2.7241 | 2.8325 | 2.9174 | 2.984 | 3.0361 | 3.0769 | 3.109 | 162 | 0.096492 | 0.19318 | 0.29157 | 0.39068 | 0.49003 | 0.58832 | 0.6846 | 0.77849 | 0.86909 | 0.95645 | 1.0405 | 1.122 | 1.2003 | 1.2761 | 1.3491 | 1.4192 | 1.4863 | 1.5509 | 1.6128 | 1.6722 | 1.729 | 1.783 | 1.8346 | 1.8836 | 1.9304 | 2.1327 | 2.2912 | 2.4154 | 2.5127 | 2.5889 | 2.6487 | 2.6955 | 2.7322 | 2.7609
ResSpHtBBZ3 | 0.11378 | 0.22697 | 0.34106 | 0.45512 | 0.56869 | 0.68056 | 0.72995 | 0.89604 | 0.99838 | 1.0969 | 1.1009 | 1.2834 | 1.3713 | 1.4563 | 1.5381 | 1.6166 | 1.6917 | 1.7638 | 1.833 | 1.8993 | 1.9626 | 2.023 | 2.0804 | 2.1351 | 2.1873 | 2.4129 | 2.5897 | 2.7283 | 2.8368 | 2.9219 | 2.9885 | 3.0407 | 3.0816 | 3.1137 | 163 | 0.096642 | 0.19352 | 0.29206 | 0.39132 | 0.49079 | 0.58923 | 0.68569 | 0.77974 | 0.87049 | 0.958 | 1.0422 | 1.1239 | 1.2023 | 1.2782 | 1.3513 | 1.4216 | 1.4888 | 1.5535 | 1.6156 | 1.675 | 1.7319 | 1.7861 | 1.8377 | 1.8869 | 1.9337 | 2.1363 | 2.2951 | 2.4195 | 2.517 | 2.5934 | 2.6532 | 2.7001 | 2.7369 | 2.7657
ResSpHtFAFZ1 | 0.11689 | 0.23295 | 0.34974 | 0.46627 | 0.58217 | 0.69625 | 0.72874 | 0.91583 | 1.0201 | 1.1205 | 1.1003 | 1.3103 | 1.3998 | 1.4863 | 1.5694 | 1.6492 | 1.7256 | 1.7989 | 1.8692 | 1.9365 | 2.0009 | 2.0622 | 2.1206 | 2.1763 | 2.2292 | 2.4586 | 2.6383 | 2.7791 | 2.8894 | 2.9758 | 3.0435 | 3.0966 | 3.1382 | 3.1707 | 164 | 0.099753 | 0.1995 | 0.30075 | 0.40247 | 0.50428 | 0.60494 | 0.7035 | 0.79955 | 0.89221 | 0.98157 | 1.0675 | 1.1508 | 1.2308 | 1.3082 | 1.3827 | 1.4543 | 1.5228 | 1.5886 | 1.6518 | 1.7123 | 1.7703 | 1.8254 | 1.878 | 1.928 | 1.9757 | 2.182 | 2.3437 | 2.4704 | 2.5696 | 2.6474 | 2.7083 | 2.756 | 2.7935 | 2.8228
ResSpHtFAFZ2 | 0.1177 | 0.23454 | 0.35196 | 0.46899 | 0.58535 | 0.69981 | 0.72864 | 0.92013 | 1.0247 | 1.1255 | 1.0998 | 1.316 | 1.4059 | 1.4927 | 1.5762 | 1.6563 | 1.733 | 1.8066 | 1.8771 | 1.9447 | 2.0094 | 2.071 | 2.1296 | 2.1855 | 2.2387 | 2.469 | 2.6495 | 2.7909 | 2.9016 | 2.9885 | 3.0565 | 3.1098 | 3.1515 | 3.1842 | 165 | 0.10057 | 0.20109 | 0.30297 | 0.4052 | 0.50746 | 0.60849 | 0.70743 | 0.80385 | 0.89686 | 0.98657 | 1.0729 | 1.1565 | 1.2369 | 1.3146 | 1.3895 | 1.4613 | 1.5301 | 1.5963 | 1.6597 | 1.7205 | 1.7787 | 1.8342 | 1.887 | 1.9372 | 1.9851 | 2.1924 | 2.3549 | 2.4821 | 2.5819 | 2.66 | 2.7212 | 2.7692 | 2.8068 | 2.8362
ResSpHtFAFZ3 | 0.11849 | 0.23609 | 0.35409 | 0.4715 | 0.58819 | 0.70296 | 0.72817 | 0.9239 | 1.0288 | 1.1298 | 1.0998 | 1.3209 | 1.4111 | 1.4982 | 1.5819 | 1.6622 | 1.7391 | 1.813 | 1.8838 | 1.9516 | 2.0164 | 2.0782 | 2.137 | 2.193 | 2.2464 | 2.4774 | 2.6584 | 2.8002 | 2.9114 | 2.9984 | 3.0666 | 3.1201 | 3.162 | 3.1948 | 166 | 0.10136 | 0.20264 | 0.3051 | 0.40771 | 0.51031 | 0.61165 | 0.71087 | 0.80763 | 0.9009 | 0.99089 | 1.0775 | 1.1614 | 1.2421 | 1.3201 | 1.3952 | 1.4673 | 1.5363 | 1.6027 | 1.6664 | 1.7274 | 1.7858 | 1.8414 | 1.8944 | 1.9448 | 1.9929 | 2.2009 | 2.3639 | 2.4916 | 2.5916 | 2.67 | 2.7314 | 2.7796 | 2.8173 | 2.8468
ResSpHtHPZ1 | 0.12028 | 0.23966 | 0.35964 | 0.47913 | 0.59783 | 0.71452 | 0.72808 | 0.93899 | 1.0454 | 1.1479 | 1.0991 | 1.3417 | 1.4331 | 1.5213 | 1.6062 | 1.6875 | 1.7654 | 1.8401 | 1.9118 | 1.9804 | 2.046 | 2.1085 | 2.1681 | 2.2247 | 2.2787 | 2.5124 | 2.6956 | 2.839 | 2.9515 | 3.0396 | 3.1086 | 3.1627 | 3.205 | 3.2382 | 167 | 0.10315 | 0.20621 | 0.31065 | 0.41533 | 0.51994 | 0.6232 | 0.72428 | 0.82271 | 0.91753 | 1.009 | 1.0969 | 1.1822 | 1.2641 | 1.3432 | 1.4194 | 1.4925 | 1.5625 | 1.6298 | 1.6944 | 1.7562 | 1.8154 | 1.8717 | 1.9254 | 1.9765 | 2.0251 | 2.2359 | 2.401 | 2.5303 | 2.6317 | 2.7111 | 2.7733 | 2.8221 | 2.8603 | 2.8902
ResSpHtHPZ2 | 0.1193 | 0.23765 | 0.35671 | 0.47552 | 0.59363 | 0.70968 | 0.72794 | 0.93283 | 1.0387 | 1.1406 | 1.0991 | 1.3331 | 1.4239 | 1.5115 | 1.5958 | 1.6767 | 1.7541 | 1.8283 | 1.8995 | 1.9676 | 2.0328 | 2.0949 | 2.1541 | 2.2104 | 2.2641 | 2.4963 | 2.6783 | 2.8209 | 2.9326 | 3.0202 | 3.0887 | 3.1425 | 3.1846 | 3.2176 | 168 | 0.10216 | 0.20419 | 0.3077 | 0.41172 | 0.51572 | 0.61834 | 0.71877 | 0.81652 | 0.91077 | 1.0016 | 1.089 | 1.1736 | 1.2548 | 1.3334 | 1.4091 | 1.4817 | 1.5512 | 1.618 | 1.682 | 1.7434 | 1.8021 | 1.8581 | 1.9114 | 1.9621 | 2.0104 | 2.2197 | 2.3837 | 2.5121 | 2.6128 | 2.6917 | 2.7534 | 2.8019 | 2.8398 | 2.8695
ResSpHtHPZ3 | 0.11993 | 0.23892 | 0.35856 | 0.47793 | 0.59657 | 0.71321 | 0.72787 | 0.9375 | 1.0439 | 1.1464 | 1.0991 | 1.34 | 1.4312 | 1.5194 | 1.6042 | 1.6856 | 1.7634 | 1.8381 | 1.9098 | 1.9783 | 2.0439 | 2.1064 | 2.1659 | 2.2226 | 2.2766 | 2.5103 | 2.6934 | 2.8369 | 2.9493 | 3.0373 | 3.1064 | 3.1604 | 3.2028 | 3.236 | 169 | 0.1028 | 0.20546 | 0.30956 | 0.41413 | 0.51867 | 0.62188 | 0.72287 | 0.82121 | 0.91603 | 1.0074 | 1.0953 | 1.1805 | 1.2622 | 1.3413 | 1.4175 | 1.4906 | 1.5606 | 1.6278 | 1.6923 | 1.7541 | 1.8133 | 1.8696 | 1.9232 | 1.9743 | 2.023 | 2.2337 | 2.3988 | 2.5281 | 2.6295 | 2.7089 | 2.7711 | 2.8198 | 2.858 | 2.888
ResSTB | 0.10516 | 0.20977 | 0.3156 | 0.42152 | 0.52724 | 0.63118 | 0.72787 | 0.8314 | 0.92627 | 1.0177 | 1.099 | 1.1909 | 1.2725 | 1.3511 | 1.4269 | 1.4995 | 1.5691 | 1.6358 | 1.6997 | 1.761 | 1.8196 | 1.8755 | 1.9287 | 1.9794 | 2.0276 | 2.2365 | 2.4002 | 2.5285 | 2.629 | 2.7077 | 2.7694 | 2.8178 | 2.8557 | 2.8853 | 170 | 0.088023 | 0.17631 | 0.26658 | 0.35769 | 0.44932 | 0.53982 | 0.62859 | 0.71507 | 0.79834 | 0.87874 | 0.95624 | 1.0314 | 1.1034 | 1.173 | 1.2401 | 1.3044 | 1.3662 | 1.4254 | 1.4822 | 1.5367 | 1.5889 | 1.6386 | 1.6859 | 1.731 | 1.7739 | 1.9599 | 2.1055 | 2.2197 | 2.3091 | 2.3792 | 2.4341 | 2.4771 | 2.5108 | 2.5372
ResSector | 0.11052 | 0.22031 | 0.33091 | 0.44123 | 0.55117 | 0.65937 | 0.72729 | 0.86786 | 0.96684 | 1.0623 | 1.0983 | 1.2429 | 1.328 | 1.4102 | 1.4894 | 1.5653 | 1.6379 | 1.7076 | 1.7745 | 1.8385 | 1.8999 | 1.9582 | 2.0139 | 2.0668 | 2.1173 | 2.3357 | 2.5068 | 2.6408 | 2.7459 | 2.8282 | 2.8927 | 2.9432 | 2.9828 | 3.0138 | 171 | 0.093381 | 0.18686 | 0.28191 | 0.37743 | 0.47328 | 0.56805 | 0.66098 | 0.75158 | 0.83896 | 0.92333 | 1.0046 | 1.0834 | 1.159 | 1.2321 | 1.3026 | 1.3703 | 1.4351 | 1.4973 | 1.5571 | 1.6143 | 1.6692 | 1.7214 | 1.7712 | 1.8186 | 1.8637 | 2.0591 | 2.2122 | 2.3321 | 2.4261 | 2.4997 | 2.5574 | 2.6027 | 2.6381 | 2.6658
ResTV | 0.11519 | 0.22933 | 0.34409 | 0.45833 | 0.57197 | 0.68354 | 0.72717 | 0.89826 | 1 | 1.0981 | 1.098 | 1.2836 | 1.371 | 1.4552 | 1.5363 | 1.6139 | 1.6883 | 1.7596 | 1.828 | 1.8934 | 1.9561 | 2.0158 | 2.0727 | 2.1268 | 2.1784 | 2.4017 | 2.5767 | 2.7138 | 2.8212 | 2.9054 | 2.9713 | 3.023 | 3.0635 | 3.0952 | 172 | 0.098058 | 0.19587 | 0.29509 | 0.39453 | 0.49407 | 0.5922 | 0.6884 | 0.78196 | 0.87211 | 0.95912 | 1.043 | 1.1241 | 1.202 | 1.2771 | 1.3495 | 1.4189 | 1.4855 | 1.5493 | 1.6105 | 1.6691 | 1.7254 | 1.7789 | 1.83 | 1.8785 | 1.9248 | 2.1251 | 2.2821 | 2.4051 | 2.5014 | 2.5769 | 2.6361 | 2.6824 | 2.7187 | 2.7472
ResWACPNW | 0.1168 | 0.2322 | 0.34813 | 0.46387 | 0.57903 | 0.69144 | 0.7267 | 0.90713 | 1.0091 | 1.1073 | 1.0974 | 1.2932 | 1.3807 | 1.4649 | 1.546 | 1.6238 | 1.6983 | 1.7695 | 1.8379 | 1.9033 | 1.9662 | 2.0261 | 2.0831 | 2.1375 | 2.1892 | 2.4132 | 2.5887 | 2.7262 | 2.834 | 2.9184 | 2.9846 | 3.0364 | 3.077 | 3.1088 | 173 | 0.099647 | 0.19871 | 0.29909 | 0.40001 | 0.50106 | 0.60003 | 0.69676 | 0.79074 | 0.8811 | 0.9682 | 1.0523 | 1.1336 | 1.2115 | 1.2866 | 1.3591 | 1.4286 | 1.4952 | 1.559 | 1.6203 | 1.6789 | 1.7353 | 1.789 | 1.8402 | 1.889 | 1.9354 | 2.1364 | 2.2938 | 2.4172 | 2.5139 | 2.5896 | 2.649 | 2.6955 | 2.7319 | 2.7605
ResWACZ1 | 0.11667 | 0.23201 | 0.34778 | 0.46341 | 0.57847 | 0.6909 | 0.72665 | 0.90684 | 1.0089 | 1.1071 | 1.097 | 1.2934 | 1.3808 | 1.4649 | 1.5461 | 1.6237 | 1.6982 | 1.7693 | 1.8375 | 1.9029 | 1.9657 | 2.0256 | 2.0826 | 2.1368 | 2.1885 | 2.4123 | 2.5877 | 2.725 | 2.8327 | 2.917 | 2.9831 | 3.0349 | 3.0755 | 3.1072 | 174 | 0.099516 | 0.19853 | 0.29874 | 0.39956 | 0.50051 | 0.5995 | 0.69638 | 0.79047 | 0.88089 | 0.96806 | 1.0523 | 1.1338 | 1.2117 | 1.2867 | 1.3592 | 1.4286 | 1.4952 | 1.5588 | 1.6199 | 1.6785 | 1.7349 | 1.7886 | 1.8397 | 1.8884 | 1.9348 | 2.1355 | 2.2928 | 2.4161 | 2.5126 | 2.5883 | 2.6476 | 2.694 | 2.7304 | 2.759
ResWACZ2 | 0.1168 | 0.2322 | 0.34813 | 0.46387 | 0.57903 | 0.69144 | 0.72608 | 0.90713 | 1.0091 | 1.1073 | 1.096 | 1.2932 | 1.3807 | 1.4649 | 1.546 | 1.6238 | 1.6983 | 1.7695 | 1.8379 | 1.9033 | 1.9662 | 2.0261 | 2.0831 | 2.1375 | 2.1892 | 2.4132 | 2.5887 | 2.7262 | 2.834 | 2.9184 | 2.9846 | 3.0364 | 3.077 | 3.1088 | 175 | 0.099647 | 0.19871 | 0.29909 | 0.40001 | 0.50106 | 0.60003 | 0.69676 | 0.79074 | 0.8811 | 0.9682 | 1.0523 | 1.1336 | 1.2115 | 1.2866 | 1.3591 | 1.4286 | 1.4952 | 1.559 | 1.6203 | 1.6789 | 1.7353 | 1.789 | 1.8402 | 1.889 | 1.9354 | 2.1364 | 2.2938 | 2.4172 | 2.5139 | 2.5896 | 2.649 | 2.6955 | 2.7319 | 2.7605
ResWACZ3 | 0.11901 | 0.23662 | 0.3546 | 0.47223 | 0.58934 | 0.70395 | 0.72541 | 0.9241 | 1.0284 | 1.1289 | 1.0949 | 1.3192 | 1.4087 | 1.4951 | 1.5783 | 1.6582 | 1.7345 | 1.8076 | 1.8778 | 1.9451 | 2.0097 | 2.0712 | 2.1298 | 2.1856 | 2.2388 | 2.4689 | 2.6492 | 2.7905 | 2.9012 | 2.9879 | 3.0559 | 3.1091 | 3.1508 | 3.1835 | 176 | 0.10188 | 0.20316 | 0.30559 | 0.40842 | 0.51143 | 0.61261 | 0.71153 | 0.80779 | 0.90051 | 0.98991 | 1.0762 | 1.1597 | 1.2396 | 1.317 | 1.3915 | 1.4631 | 1.5316 | 1.5973 | 1.6603 | 1.7208 | 1.7789 | 1.8343 | 1.8871 | 1.9373 | 1.9851 | 2.1923 | 2.3545 | 2.4817 | 2.5813 | 2.6594 | 2.7205 | 2.7685 | 2.806 | 2.8354
ResWASH | 0.11623 | 0.23132 | 0.34675 | 0.46144 | 0.57552 | 0.6875 | 0.72507 | 0.90298 | 1.0051 | 1.1036 | 1.0949 | 1.2899 | 1.3776 | 1.4621 | 1.5436 | 1.6215 | 1.6962 | 1.7678 | 1.8365 | 1.9022 | 1.9652 | 2.0251 | 2.0822 | 2.1366 | 2.1884 | 2.4126 | 2.5883 | 2.7259 | 2.8338 | 2.9183 | 2.9845 | 3.0364 | 3.077 | 3.1089 | 177 | 0.099094 | 0.19787 | 0.29775 | 0.39765 | 0.49763 | 0.59619 | 0.69273 | 0.78671 | 0.87724 | 0.96464 | 1.0489 | 1.1304 | 1.2086 | 1.2841 | 1.3568 | 1.4266 | 1.4934 | 1.5575 | 1.6191 | 1.678 | 1.7345 | 1.7883 | 1.8396 | 1.8884 | 1.9348 | 2.1361 | 2.2937 | 2.4172 | 2.514 | 2.5899 | 2.6493 | 2.6958 | 2.7323 | 2.7609
Segment1 | 0.11778 | 0.23422 | 0.35004 | 0.46438 | 0.57821 | 0.68989 | 0.72507 | 0.90473 | 1.0067 | 1.1051 | 1.0947 | 1.2916 | 1.3793 | 1.4639 | 1.5454 | 1.6234 | 1.6981 | 1.7697 | 1.8384 | 1.9043 | 1.9673 | 2.0272 | 2.0843 | 2.1387 | 2.1905 | 2.4148 | 2.5905 | 2.7282 | 2.836 | 2.9205 | 2.9868 | 3.0387 | 3.0793 | 3.1112 | 178 | 0.10067 | 0.2008 | 0.30109 | 0.40066 | 0.5004 | 0.59867 | 0.69469 | 0.78858 | 0.87896 | 0.96632 | 1.0507 | 1.1323 | 1.2104 | 1.2861 | 1.3589 | 1.4286 | 1.4955 | 1.5596 | 1.6212 | 1.6803 | 1.7369 | 1.7907 | 1.8419 | 1.8907 | 1.9372 | 2.1385 | 2.2962 | 2.4198 | 2.5166 | 2.5925 | 2.6519 | 2.6985 | 2.735 | 2.7635
Segment2 | 0.10917 | 0.21756 | 0.32681 | 0.43567 | 0.54416 | 0.65096 | 0.72494 | 0.85719 | 0.95513 | 1.0496 | 1.0946 | 1.2286 | 1.313 | 1.3944 | 1.4728 | 1.5479 | 1.6199 | 1.689 | 1.7552 | 1.8186 | 1.8794 | 1.9374 | 1.9926 | 2.0451 | 2.0952 | 2.3119 | 2.4817 | 2.6147 | 2.719 | 2.8007 | 2.8647 | 2.9148 | 2.9541 | 2.9849 | 179 | 0.092034 | 0.1841 | 0.27782 | 0.37187 | 0.46626 | 0.55964 | 0.6515 | 0.74091 | 0.82725 | 0.9107 | 0.99112 | 1.0691 | 1.144 | 1.2163 | 1.2861 | 1.3529 | 1.4171 | 1.4787 | 1.5378 | 1.5944 | 1.6488 | 1.7006 | 1.7499 | 1.7969 | 1.8416 | 2.0353 | 2.1871 | 2.306 | 2.3992 | 2.4722 | 2.5294 | 2.5742 | 2.6094 | 2.6369
Segment3 | 0.10403 | 0.20779 | 0.31422 | 0.42219 | 0.52984 | 0.6354 | 0.72485 | 0.83733 | 0.93231 | 1.0235 | 1.0946 | 1.1954 | 1.2762 | 1.3541 | 1.4292 | 1.5012 | 1.57 | 1.636 | 1.6993 | 1.7598 | 1.8176 | 1.8727 | 1.9252 | 1.9752 | 2.0227 | 2.2288 | 2.3903 | 2.5168 | 2.6159 | 2.6935 | 2.7544 | 2.8021 | 2.8394 | 2.8687 | 180 | 0.086851 | 0.17425 | 0.26511 | 0.35823 | 0.45176 | 0.54385 | 0.63366 | 0.72076 | 0.80411 | 0.88422 | 0.96109 | 1.0356 | 1.1067 | 1.1756 | 1.2419 | 1.3057 | 1.3666 | 1.4252 | 1.4813 | 1.535 | 1.5864 | 1.6353 | 1.6819 | 1.7263 | 1.7685 | 1.9515 | 2.0949 | 2.2073 | 2.2953 | 2.3643 | 2.4183 | 2.4606 | 2.4938 | 2.5198
Segment4 | 0.12689 | 0.25248 | 0.38004 | 0.50817 | 0.63506 | 0.75859 | 0.72429 | 0.99527 | 1.1066 | 1.2135 | 1.094 | 1.4156 | 1.5104 | 1.6015 | 1.6889 | 1.7725 | 1.8526 | 1.9293 | 2.0027 | 2.0723 | 2.1393 | 2.2031 | 2.2638 | 2.3217 | 2.3768 | 2.6153 | 2.8022 | 2.9486 | 3.0634 | 3.1533 | 3.2237 | 3.2789 | 3.3221 | 3.356 | 181 | 0.10971 | 0.21895 | 0.33094 | 0.44424 | 0.55699 | 0.66707 | 0.77488 | 0.87873 | 0.97843 | 1.0743 | 1.1665 | 1.2558 | 1.341 | 1.423 | 1.5018 | 1.577 | 1.6493 | 1.7185 | 1.7848 | 1.8476 | 1.9081 | 1.9657 | 2.0206 | 2.0729 | 2.1226 | 2.3381 | 2.5069 | 2.6392 | 2.7429 | 2.8241 | 2.8877 | 2.9376 | 2.9766 | 3.0072
SIC20 | 0.10381 | 0.2071 | 0.3116 | 0.41612 | 0.52053 | 0.62326 | 0.72409 | 0.82137 | 0.91533 | 1.0059 | 1.0932 | 1.1776 | 1.2585 | 1.3366 | 1.4118 | 1.4839 | 1.5529 | 1.6191 | 1.6826 | 1.7434 | 1.8017 | 1.8572 | 1.91 | 1.9603 | 2.0083 | 2.2158 | 2.3785 | 2.5059 | 2.6057 | 2.684 | 2.7452 | 2.7933 | 2.8309 | 2.8604 | 182 | 0.086668 | 0.17364 | 0.2626 | 0.35231 | 0.44263 | 0.53193 | 0.6196 | 0.70507 | 0.78743 | 0.867 | 0.94374 | 1.0182 | 1.0895 | 1.1585 | 1.225 | 1.2888 | 1.35 | 1.4087 | 1.4651 | 1.5191 | 1.571 | 1.6203 | 1.6673 | 1.7121 | 1.7547 | 1.9392 | 2.0838 | 2.1971 | 2.2859 | 2.3555 | 2.4099 | 2.4526 | 2.4861 | 2.5123
SIC24 | 0.10502 | 0.20948 | 0.31501 | 0.4205 | 0.52583 | 0.62946 | 0.72381 | 0.82926 | 0.92403 | 1.0154 | 1.0932 | 1.1885 | 1.2701 | 1.3488 | 1.4246 | 1.4973 | 1.5669 | 1.6336 | 1.6977 | 1.759 | 1.8177 | 1.8736 | 1.9269 | 1.9777 | 2.026 | 2.2352 | 2.3991 | 2.5275 | 2.6282 | 2.707 | 2.7688 | 2.8172 | 2.8551 | 2.8848 | 183 | 0.087884 | 0.17602 | 0.26601 | 0.3567 | 0.44792 | 0.53813 | 0.62665 | 0.71296 | 0.79614 | 0.87648 | 0.95395 | 1.029 | 1.1011 | 1.1707 | 1.2378 | 1.3023 | 1.364 | 1.4233 | 1.4802 | 1.5347 | 1.587 | 1.6368 | 1.6842 | 1.7294 | 1.7724 | 1.9586 | 2.1045 | 2.2188 | 2.3083 | 2.3785 | 2.4335 | 2.4766 | 2.5103 | 2.5368
SIC26 | 0.10304 | 0.20559 | 0.30941 | 0.41339 | 0.51726 | 0.61947 | 0.72373 | 0.81659 | 0.91008 | 1.0002 | 1.0931 | 1.171 | 1.2515 | 1.3291 | 1.4039 | 1.4756 | 1.5443 | 1.6102 | 1.6734 | 1.7338 | 1.7918 | 1.847 | 1.8996 | 1.9497 | 1.9974 | 2.2039 | 2.3658 | 2.4925 | 2.5919 | 2.6697 | 2.7307 | 2.7785 | 2.8159 | 2.8453 | 184 | 0.085898 | 0.17213 | 0.2604 | 0.34957 | 0.43934 | 0.52812 | 0.61531 | 0.70027 | 0.78216 | 0.86126 | 0.93754 | 1.0115 | 1.0824 | 1.151 | 1.2171 | 1.2806 | 1.3414 | 1.3998 | 1.4559 | 1.5096 | 1.5611 | 1.6102 | 1.6569 | 1.7014 | 1.7438 | 1.9273 | 2.0711 | 2.1837 | 2.272 | 2.3412 | 2.3953 | 2.4378 | 2.4711 | 2.4971
SIC28 | 0.10355 | 0.20663 | 0.31096 | 0.41541 | 0.51974 | 0.62241 | 0.72372 | 0.82044 | 0.91437 | 1.0049 | 1.0929 | 1.1765 | 1.2574 | 1.3354 | 1.4106 | 1.4826 | 1.5516 | 1.6178 | 1.6813 | 1.7421 | 1.8003 | 1.8558 | 1.9086 | 1.959 | 2.0069 | 2.2144 | 2.3769 | 2.5043 | 2.6041 | 2.6823 | 2.7435 | 2.7915 | 2.8291 | 2.8586 | 185 | 0.086408 | 0.17316 | 0.26195 | 0.35159 | 0.44182 | 0.53107 | 0.6187 | 0.70412 | 0.78645 | 0.86597 | 0.94265 | 1.017 | 1.0883 | 1.1572 | 1.2238 | 1.2875 | 1.3487 | 1.4074 | 1.4638 | 1.5178 | 1.5696 | 1.6189 | 1.6659 | 1.7106 | 1.7532 | 1.9377 | 2.0822 | 2.1955 | 2.2842 | 2.3537 | 2.4082 | 2.4509 | 2.4843 | 2.5105
SIC29 | 0.10301 | 0.20555 | 0.30934 | 0.41325 | 0.51705 | 0.61915 | 0.72362 | 0.81609 | 0.90946 | 0.99951 | 1.0929 | 1.1701 | 1.2505 | 1.3281 | 1.4028 | 1.4744 | 1.543 | 1.6088 | 1.6719 | 1.7323 | 1.7902 | 1.8453 | 1.8978 | 1.9479 | 1.9955 | 2.2017 | 2.3633 | 2.4899 | 2.5891 | 2.6668 | 2.7277 | 2.7754 | 2.8128 | 2.8421 | 186 | 0.085867 | 0.17208 | 0.26033 | 0.34943 | 0.43913 | 0.5278 | 0.6149 | 0.69977 | 0.78154 | 0.86054 | 0.93673 | 1.0106 | 1.0815 | 1.1499 | 1.216 | 1.2793 | 1.3401 | 1.3984 | 1.4544 | 1.508 | 1.5594 | 1.6084 | 1.6551 | 1.6995 | 1.7418 | 1.925 | 2.0686 | 2.1811 | 2.2692 | 2.3382 | 2.3923 | 2.4347 | 2.4679 | 2.494
SIC33 | 0.1039 | 0.20732 | 0.31198 | 0.4167 | 0.5213 | 0.62421 | 0.72361 | 0.82266 | 0.91677 | 1.0075 | 1.0927 | 1.1794 | 1.2604 | 1.3386 | 1.4139 | 1.486 | 1.5551 | 1.6214 | 1.685 | 1.7459 | 1.8042 | 1.8598 | 1.9127 | 1.963 | 2.011 | 2.2188 | 2.3815 | 2.5091 | 2.609 | 2.6873 | 2.7487 | 2.7967 | 2.8344 | 2.8639 | 187 | 0.086759 | 0.17386 | 0.26297 | 0.35289 | 0.44338 | 0.53286 | 0.62072 | 0.70634 | 0.78885 | 0.86855 | 0.94539 | 1.0199 | 1.0914 | 1.1604 | 1.2271 | 1.291 | 1.3522 | 1.4111 | 1.4675 | 1.5216 | 1.5735 | 1.6229 | 1.6699 | 1.7147 | 1.7574 | 1.9421 | 2.0869 | 2.2003 | 2.2891 | 2.3588 | 2.4133 | 2.456 | 2.4895 | 2.5158
SIC37 | 0.10459 | 0.20862 | 0.31373 | 0.4188 | 0.52373 | 0.62694 | 0.72326 | 0.82598 | 0.92038 | 1.0114 | 1.0924 | 1.1839 | 1.2652 | 1.3436 | 1.4191 | 1.4915 | 1.5608 | 1.6273 | 1.6911 | 1.7522 | 1.8107 | 1.8665 | 1.9195 | 1.9701 | 2.0182 | 2.2267 | 2.39 | 2.518 | 2.6182 | 2.6968 | 2.7584 | 2.8066 | 2.8444 | 2.874 | 188 | 0.08745 | 0.17516 | 0.26473 | 0.35499 | 0.44582 | 0.53561 | 0.62375 | 0.70968 | 0.79248 | 0.87247 | 0.94962 | 1.0244 | 1.0961 | 1.1654 | 1.2323 | 1.2965 | 1.358 | 1.417 | 1.4737 | 1.5279 | 1.58 | 1.6296 | 1.6768 | 1.7218 | 1.7646 | 1.9501 | 2.0954 | 2.2092 | 2.2984 | 2.3683 | 2.4231 | 2.466 | 2.4996 | 2.5259
SmComCAC | 0.11805 | 0.23449 | 0.35101 | 0.46681 | 0.58194 | 0.69419 | 0.72319 | 0.90959 | 1.0112 | 1.1092 | 1.0921 | 1.2947 | 1.3818 | 1.4654 | 1.5461 | 1.6231 | 1.697 | 1.7676 | 1.8353 | 1.9001 | 1.9623 | 2.0215 | 2.078 | 2.1317 | 2.1829 | 2.4044 | 2.578 | 2.7141 | 2.8206 | 2.9041 | 2.9696 | 3.0208 | 3.061 | 3.0925 | 189 | 0.10091 | 0.20101 | 0.30199 | 0.40297 | 0.504 | 0.60282 | 0.6995 | 0.79323 | 0.88329 | 0.97015 | 1.0541 | 1.1352 | 1.2127 | 1.2872 | 1.3592 | 1.428 | 1.4941 | 1.5572 | 1.6177 | 1.6757 | 1.7315 | 1.7846 | 1.8351 | 1.8833 | 1.9291 | 2.1277 | 2.2833 | 2.4052 | 2.5007 | 2.5755 | 2.6341 | 2.6801 | 2.7161 | 2.7443
SmComHP | 0.12225 | 0.24345 | 0.36478 | 0.48543 | 0.60522 | 0.72299 | 0.72284 | 0.94949 | 1.057 | 1.1605 | 1.092 | 1.3562 | 1.4485 | 1.5377 | 1.6234 | 1.7056 | 1.7843 | 1.8598 | 1.9322 | 2.0016 | 2.0679 | 2.1311 | 2.1912 | 2.2485 | 2.303 | 2.5392 | 2.7242 | 2.8692 | 2.9828 | 3.0718 | 3.1416 | 3.1962 | 3.239 | 3.2726 | 190 | 0.10512 | 0.21 | 0.31578 | 0.42164 | 0.52733 | 0.63167 | 0.7337 | 0.83322 | 0.92909 | 1.0216 | 1.1105 | 1.1967 | 1.2795 | 1.3596 | 1.4366 | 1.5106 | 1.5814 | 1.6495 | 1.7148 | 1.7774 | 1.8372 | 1.8942 | 1.9485 | 2.0002 | 2.0495 | 2.2626 | 2.4297 | 2.5605 | 2.6631 | 2.7434 | 2.8064 | 2.8557 | 2.8943 | 2.9246
SmComWX | 0.10926 | 0.21801 | 0.32753 | 0.43679 | 0.54572 | 0.65312 | 0.72264 | 0.86028 | 0.95874 | 1.0537 | 1.0915 | 1.2335 | 1.3183 | 1.4004 | 1.4793 | 1.555 | 1.6275 | 1.6971 | 1.7639 | 1.8279 | 1.8891 | 1.9473 | 2.0029 | 2.0557 | 2.1061 | 2.324 | 2.4948 | 2.6286 | 2.7335 | 2.8156 | 2.88 | 2.9304 | 2.9699 | 3.0009 | 191 | 0.092129 | 0.18456 | 0.27855 | 0.373 | 0.46784 | 0.56182 | 0.65398 | 0.74402 | 0.83088 | 0.91479 | 0.99561 | 1.074 | 1.1494 | 1.2223 | 1.2926 | 1.36 | 1.4247 | 1.4868 | 1.5465 | 1.6037 | 1.6584 | 1.7106 | 1.7602 | 1.8075 | 1.8525 | 2.0475 | 2.2003 | 2.32 | 2.4138 | 2.4872 | 2.5448 | 2.5899 | 2.6253 | 2.653
SolarDHWZ1S | 0.10714 | 0.21335 | 0.31973 | 0.42526 | 0.53072 | 0.63432 | 0.72262 | 0.83419 | 0.92914 | 1.0208 | 1.0914 | 1.1948 | 1.2766 | 1.3555 | 1.4317 | 1.5045 | 1.5743 | 1.6412 | 1.7053 | 1.7669 | 1.8258 | 1.8819 | 1.9353 | 1.9861 | 2.0346 | 2.2444 | 2.4087 | 2.5375 | 2.6384 | 2.7175 | 2.7794 | 2.828 | 2.866 | 2.8958 | 192 | 0.090023 | 0.17993 | 0.27078 | 0.36152 | 0.45289 | 0.54308 | 0.63156 | 0.71801 | 0.80137 | 0.88197 | 0.95998 | 1.0354 | 1.1077 | 1.1776 | 1.2451 | 1.3097 | 1.3716 | 1.431 | 1.488 | 1.5428 | 1.5953 | 1.6452 | 1.6928 | 1.7381 | 1.7812 | 1.968 | 2.1144 | 2.229 | 2.3189 | 2.3893 | 2.4445 | 2.4877 | 2.5215 | 2.5481
SolarDHWZ1W | 0.10622 | 0.21155 | 0.31708 | 0.42181 | 0.52651 | 0.62939 | 0.72253 | 0.82791 | 0.92223 | 1.0133 | 1.0894 | 1.1862 | 1.2675 | 1.3459 | 1.4216 | 1.494 | 1.5634 | 1.6298 | 1.6935 | 1.7548 | 1.8133 | 1.8691 | 1.9222 | 1.9727 | 2.0209 | 2.2294 | 2.3928 | 2.5208 | 2.6211 | 2.6997 | 2.7613 | 2.8096 | 2.8474 | 2.877 | 193 | 0.089097 | 0.17812 | 0.26813 | 0.35807 | 0.44868 | 0.53814 | 0.62593 | 0.71172 | 0.79445 | 0.87447 | 0.95191 | 1.0268 | 1.0986 | 1.1679 | 1.235 | 1.2991 | 1.3607 | 1.4196 | 1.4763 | 1.5307 | 1.5828 | 1.6324 | 1.6797 | 1.7247 | 1.7675 | 1.9531 | 2.0985 | 2.2124 | 2.3016 | 2.3715 | 2.4263 | 2.4693 | 2.5029 | 2.5293
SolarDHWZ2S | 0.10707 | 0.2132 | 0.31951 | 0.42496 | 0.53035 | 0.63388 | 0.72106 | 0.83361 | 0.92849 | 1.0201 | 1.0889 | 1.1939 | 1.2757 | 1.3545 | 1.4306 | 1.5034 | 1.5732 | 1.64 | 1.704 | 1.7656 | 1.8244 | 1.8805 | 1.9338 | 1.9847 | 2.0331 | 2.2427 | 2.4069 | 2.5356 | 2.6364 | 2.7154 | 2.7773 | 2.8258 | 2.8638 | 2.8936 | 194 | 0.089947 | 0.17977 | 0.27055 | 0.36122 | 0.45252 | 0.54264 | 0.63105 | 0.71742 | 0.80071 | 0.88125 | 0.9592 | 1.0346 | 1.1068 | 1.1766 | 1.2441 | 1.3086 | 1.3705 | 1.4298 | 1.4868 | 1.5415 | 1.5939 | 1.6438 | 1.6913 | 1.7366 | 1.7797 | 1.9663 | 2.1125 | 2.2271 | 2.3169 | 2.3872 | 2.4423 | 2.4855 | 2.5193 | 2.5458
SolarDHWZ2W | 0.10626 | 0.21162 | 0.31719 | 0.42194 | 0.52666 | 0.62956 | 0.72079 | 0.82811 | 0.92244 | 1.0135 | 1.0872 | 1.1864 | 1.2677 | 1.3461 | 1.4218 | 1.4942 | 1.5636 | 1.63 | 1.6937 | 1.755 | 1.8135 | 1.8692 | 1.9223 | 1.9729 | 2.0211 | 2.2296 | 2.393 | 2.521 | 2.6213 | 2.6998 | 2.7614 | 2.8097 | 2.8475 | 2.8771 | 195 | 0.089136 | 0.17819 | 0.26823 | 0.3582 | 0.44883 | 0.53831 | 0.62612 | 0.71192 | 0.79466 | 0.87468 | 0.95212 | 1.027 | 1.0988 | 1.1682 | 1.2352 | 1.2993 | 1.3609 | 1.4199 | 1.4765 | 1.5309 | 1.583 | 1.6326 | 1.6799 | 1.7249 | 1.7677 | 1.9532 | 2.0986 | 2.2125 | 2.3017 | 2.3717 | 2.4264 | 2.4694 | 2.503 | 2.5294
SolarDHWZ3S | 0.10757 | 0.21418 | 0.32093 | 0.42682 | 0.53262 | 0.63654 | 0.71954 | 0.837 | 0.93221 | 1.0241 | 1.087 | 1.1986 | 1.2806 | 1.3597 | 1.4361 | 1.5091 | 1.5791 | 1.6461 | 1.7104 | 1.7721 | 1.8311 | 1.8873 | 1.9409 | 1.9919 | 2.0405 | 2.2507 | 2.4155 | 2.5446 | 2.6457 | 2.725 | 2.787 | 2.8357 | 2.8738 | 2.9037 | 196 | 0.090445 | 0.18075 | 0.27198 | 0.36307 | 0.45479 | 0.54529 | 0.63408 | 0.72081 | 0.80443 | 0.8853 | 0.96355 | 1.0392 | 1.1117 | 1.1818 | 1.2495 | 1.3143 | 1.3764 | 1.4359 | 1.4931 | 1.5481 | 1.6006 | 1.6507 | 1.6984 | 1.7438 | 1.7871 | 1.9744 | 2.1211 | 2.2361 | 2.3262 | 2.3968 | 2.4521 | 2.4954 | 2.5294 | 2.556
SolarDHWZ3W | 0.10649 | 0.21208 | 0.31786 | 0.42282 | 0.52773 | 0.63081 | 0.71944 | 0.8297 | 0.92419 | 1.0154 | 1.0862 | 1.1886 | 1.27 | 1.3486 | 1.4244 | 1.4968 | 1.5664 | 1.6329 | 1.6967 | 1.758 | 1.8167 | 1.8725 | 1.9257 | 1.9763 | 2.0245 | 2.2334 | 2.397 | 2.5252 | 2.6256 | 2.7043 | 2.766 | 2.8143 | 2.8522 | 2.8819 | 197 | 0.08937 | 0.17865 | 0.2689 | 0.35907 | 0.4499 | 0.53956 | 0.62754 | 0.71351 | 0.79641 | 0.87658 | 0.95417 | 1.0292 | 1.1011 | 1.1706 | 1.2378 | 1.302 | 1.3637 | 1.4227 | 1.4795 | 1.534 | 1.5862 | 1.6359 | 1.6832 | 1.7283 | 1.7712 | 1.957 | 2.1026 | 2.2167 | 2.3061 | 2.3762 | 2.431 | 2.474 | 2.5077 | 2.5341
SolarDHWZ4S | 0.10777 | 0.21462 | 0.3216 | 0.42766 | 0.53363 | 0.63784 | 0.71904 | 0.83893 | 0.93453 | 1.0268 | 1.0862 | 1.202 | 1.2844 | 1.364 | 1.4407 | 1.5141 | 1.5845 | 1.6519 | 1.7166 | 1.7787 | 1.8381 | 1.8946 | 1.9485 | 1.9998 | 2.0487 | 2.2602 | 2.426 | 2.5558 | 2.6576 | 2.7373 | 2.7998 | 2.8487 | 2.8871 | 2.9171 | 198 | 0.090654 | 0.1812 | 0.27266 | 0.36393 | 0.45582 | 0.54662 | 0.63568 | 0.72277 | 0.80679 | 0.88804 | 0.96662 | 1.0427 | 1.1156 | 1.1861 | 1.2542 | 1.3193 | 1.3819 | 1.4418 | 1.4994 | 1.5547 | 1.6076 | 1.6581 | 1.7061 | 1.7518 | 1.7954 | 1.9839 | 2.1317 | 2.2474 | 2.3382 | 2.4092 | 2.4649 | 2.5085 | 2.5427 | 2.5695
SolarDHWZ4W | 0.10723 | 0.21356 | 0.32006 | 0.42566 | 0.53118 | 0.63497 | 0.71865 | 0.83527 | 0.93051 | 1.0224 | 1.0861 | 1.197 | 1.2791 | 1.3584 | 1.4348 | 1.508 | 1.5781 | 1.6453 | 1.7097 | 1.7716 | 1.8308 | 1.8872 | 1.9409 | 1.992 | 2.0407 | 2.2515 | 2.4167 | 2.5461 | 2.6475 | 2.727 | 2.7893 | 2.838 | 2.8763 | 2.9062 | 199 | 0.090115 | 0.18015 | 0.27112 | 0.36193 | 0.45337 | 0.54375 | 0.63241 | 0.71911 | 0.80276 | 0.88367 | 0.96192 | 1.0377 | 1.1103 | 1.1805 | 1.2483 | 1.3132 | 1.3755 | 1.4352 | 1.4925 | 1.5476 | 1.6004 | 1.6506 | 1.6984 | 1.744 | 1.7874 | 1.9752 | 2.1224 | 2.2377 | 2.3281 | 2.3989 | 2.4544 | 2.4978 | 2.5319 | 2.5586
SolarDHWZ5S | 0.10707 | 0.21321 | 0.31952 | 0.42498 | 0.53037 | 0.63391 | 0.71785 | 0.83364 | 0.92852 | 1.0201 | 1.0851 | 1.194 | 1.2757 | 1.3546 | 1.4307 | 1.5035 | 1.5732 | 1.64 | 1.7041 | 1.7656 | 1.8245 | 1.8805 | 1.9339 | 1.9847 | 2.0331 | 2.2427 | 2.407 | 2.5357 | 2.6365 | 2.7155 | 2.7774 | 2.8259 | 2.8639 | 2.8936 | 200 | 0.089951 | 0.17978 | 0.27056 | 0.36123 | 0.45254 | 0.54266 | 0.63107 | 0.71745 | 0.80074 | 0.88129 | 0.95924 | 1.0346 | 1.1069 | 1.1766 | 1.2441 | 1.3086 | 1.3706 | 1.4299 | 1.4868 | 1.5416 | 1.594 | 1.6439 | 1.6914 | 1.7367 | 1.7798 | 1.9664 | 2.1126 | 2.2272 | 2.317 | 2.3873 | 2.4424 | 2.4856 | 2.5194 | 2.5459
SolarDHWZ5W | 0.1068 | 0.21267 | 0.31873 | 0.42395 | 0.52912 | 0.63243 | 0.71306 | 0.83177 | 0.92646 | 1.0179 | 1.0775 | 1.1914 | 1.273 | 1.3517 | 1.4277 | 1.5003 | 1.57 | 1.6366 | 1.7006 | 1.762 | 1.8208 | 1.8767 | 1.93 | 1.9807 | 2.0291 | 2.2383 | 2.4022 | 2.5307 | 2.6313 | 2.7102 | 2.772 | 2.8204 | 2.8583 | 2.888 | 201 | 0.089675 | 0.17924 | 0.26977 | 0.36021 | 0.45128 | 0.54119 | 0.6294 | 0.71558 | 0.79868 | 0.87905 | 0.95683 | 1.0321 | 1.1041 | 1.1738 | 1.2411 | 1.3055 | 1.3673 | 1.4265 | 1.4833 | 1.538 | 1.5903 | 1.6401 | 1.6875 | 1.7327 | 1.7757 | 1.9619 | 2.1079 | 2.2222 | 2.3118 | 2.382 | 2.437 | 2.4801 | 2.5139 | 2.5403
StreetLight | 0.10204 | 0.20381 | 0.30734 | 0.41144 | 0.5154 | 0.61777 | 0.71259 | 0.81503 | 0.90849 | 0.99854 | 1.0767 | 1.169 | 1.2493 | 1.3269 | 1.4016 | 1.4732 | 1.5418 | 1.6077 | 1.6709 | 1.7313 | 1.7892 | 1.8444 | 1.8969 | 1.9469 | 1.9946 | 2.2008 | 2.3625 | 2.4891 | 2.5883 | 2.6661 | 2.727 | 2.7747 | 2.8121 | 2.8414 | 202 | 0.084893 | 0.17033 | 0.25831 | 0.34759 | 0.43745 | 0.52638 | 0.61366 | 0.69866 | 0.78051 | 0.8595 | 0.93555 | 1.0094 | 1.0802 | 1.1486 | 1.2147 | 1.2781 | 1.3389 | 1.3972 | 1.4533 | 1.5069 | 1.5584 | 1.6074 | 1.654 | 1.6985 | 1.7408 | 1.9241 | 2.0676 | 2.1801 | 2.2683 | 2.3374 | 2.3915 | 2.4339 | 2.4671 | 2.4931
SysLoad | 0.10747 | 0.21426 | 0.32193 | 0.42934 | 0.53651 | 0.64192 | 0.71152 | 0.8451 | 0.9415 | 1.0345 | 1.0743 | 1.2106 | 1.2936 | 1.3736 | 1.4507 | 1.5246 | 1.5954 | 1.6633 | 1.7284 | 1.7907 | 1.8504 | 1.9073 | 1.9615 | 2.013 | 2.0622 | 2.2749 | 2.4415 | 2.5721 | 2.6744 | 2.7546 | 2.8174 | 2.8666 | 2.9051 | 2.9353 | 203 | 0.090337 | 0.18081 | 0.27293 | 0.36554 | 0.45862 | 0.5506 | 0.64083 | 0.72881 | 0.81362 | 0.89555 | 0.97455 | 1.0511 | 1.1245 | 1.1955 | 1.264 | 1.3296 | 1.3926 | 1.453 | 1.511 | 1.5665 | 1.6198 | 1.6705 | 1.7188 | 1.7648 | 1.8086 | 1.9983 | 2.1469 | 2.2634 | 2.3546 | 2.4261 | 2.4821 | 2.526 | 2.5604 | 2.5873
VendContrl | 0.11317 | 0.2255 | 0.3393 | 0.45332 | 0.56673 | 0.67797 | 0.71138 | 0.89172 | 0.99274 | 1.09 | 1.074 | 1.2737 | 1.3602 | 1.4435 | 1.5237 | 1.6005 | 1.6741 | 1.7447 | 1.8123 | 1.8768 | 1.9388 | 1.9978 | 2.0539 | 2.1075 | 2.1584 | 2.379 | 2.5519 | 2.6873 | 2.7934 | 2.8766 | 2.9417 | 2.9927 | 3.0327 | 3.0641 | 204 | 0.096017 | 0.19201 | 0.29025 | 0.38945 | 0.48875 | 0.58655 | 0.68237 | 0.77531 | 0.86472 | 0.95088 | 1.0338 | 1.1141 | 1.191 | 1.2652 | 1.3368 | 1.4053 | 1.4711 | 1.5341 | 1.5946 | 1.6524 | 1.7079 | 1.7607 | 1.811 | 1.8589 | 1.9046 | 2.1021 | 2.2569 | 2.3782 | 2.4733 | 2.5477 | 2.6061 | 2.6518 | 2.6876 | 2.7157
WalkInDoorHeater | 0.10541 | 0.21029 | 0.3163 | 0.42234 | 0.52818 | 0.63236 | 0.71095 | 0.83321 | 0.92849 | 1.0204 | 1.0736 | 1.1943 | 1.2763 | 1.3554 | 1.4316 | 1.5046 | 1.5746 | 1.6417 | 1.7061 | 1.7677 | 1.8267 | 1.8829 | 1.9365 | 1.9874 | 2.036 | 2.2462 | 2.4109 | 2.54 | 2.6411 | 2.7203 | 2.7824 | 2.8311 | 2.8692 | 2.899 | 205 | 0.088271 | 0.17682 | 0.2673 | 0.35853 | 0.45027 | 0.54102 | 0.63008 | 0.7169 | 0.80059 | 0.88141 | 0.9593 | 1.0348 | 1.1072 | 1.1773 | 1.2448 | 1.3096 | 1.3717 | 1.4313 | 1.4886 | 1.5434 | 1.596 | 1.646 | 1.6937 | 1.7391 | 1.7824 | 1.9696 | 2.1163 | 2.2312 | 2.3213 | 2.3918 | 2.4471 | 2.4904 | 2.5244 | 2.551
WalkInECMotor | 0.10597 | 0.21127 | 0.31764 | 0.42395 | 0.53002 | 0.63424 | 0.70919 | 0.83503 | 0.93015 | 1.0219 | 1.0687 | 1.1956 | 1.2774 | 1.3563 | 1.4323 | 1.505 | 1.5748 | 1.6416 | 1.7057 | 1.7671 | 1.8259 | 1.8819 | 1.9352 | 1.986 | 2.0344 | 2.2439 | 2.4081 | 2.5367 | 2.6375 | 2.7164 | 2.7783 | 2.8268 | 2.8647 | 2.8945 | 206 | 0.088829 | 0.17781 | 0.26863 | 0.36013 | 0.4521 | 0.54288 | 0.63196 | 0.7187 | 0.80223 | 0.8829 | 0.9607 | 1.0361 | 1.1084 | 1.1781 | 1.2454 | 1.31 | 1.3719 | 1.4312 | 1.4882 | 1.5428 | 1.5951 | 1.645 | 1.6925 | 1.7377 | 1.7808 | 1.9673 | 2.1134 | 2.2279 | 2.3176 | 2.3878 | 2.4429 | 2.4861 | 2.5199 | 2.5464
WalkInFanControl | 0.10551 | 0.2105 | 0.31665 | 0.42281 | 0.52878 | 0.63308 | 0.69666 | 0.83421 | 0.92964 | 1.0216 | 1.0504 | 1.1959 | 1.278 | 1.3573 | 1.4336 | 1.5068 | 1.5769 | 1.6442 | 1.7087 | 1.7704 | 1.8296 | 1.8859 | 1.9396 | 1.9907 | 2.0394 | 2.2501 | 2.4152 | 2.5445 | 2.6459 | 2.7253 | 2.7875 | 2.8363 | 2.8745 | 2.9044 |  | 0.088374 | 0.17704 | 0.26765 | 0.359 | 0.45087 | 0.54175 | 0.63095 | 0.71791 | 0.80173 | 0.88269 | 0.96072 | 1.0364 | 1.109 | 1.1792 | 1.2469 | 1.3118 | 1.374 | 1.4338 | 1.4912 | 1.5462 | 1.5989 | 1.6491 | 1.6969 | 1.7424 | 1.7858 | 1.9735 | 2.1205 | 2.2358 | 2.3261 | 2.3968 | 2.4522 | 2.4957 | 2.5297 | 2.5564
WECCOffPeak | 0.10072 | 0.20122 | 0.30394 | 0.40764 | 0.51122 | 0.61303 | 0.69569 | 0.80904 | 0.90171 | 0.99092 | 1.0472 | 1.1597 | 1.2392 | 1.3158 | 1.3897 | 1.4604 | 1.5282 | 1.5932 | 1.6556 | 1.7151 | 1.7723 | 1.8267 | 1.8785 | 1.9278 | 1.9748 | 2.1783 | 2.3377 | 2.4626 | 2.5605 | 2.6372 | 2.6973 | 2.7444 | 2.7813 | 2.8102 |  | 0.083556 | 0.16772 | 0.25488 | 0.34375 | 0.43322 | 0.52158 | 0.60833 | 0.6926 | 0.77365 | 0.8518 | 0.92703 | 1 | 1.0699 | 1.1375 | 1.2026 | 1.2652 | 1.3251 | 1.3826 | 1.4378 | 1.4906 | 1.5413 | 1.5895 | 1.6355 | 1.6792 | 1.7209 | 1.9013 | 2.0427 | 2.1535 | 2.2403 | 2.3083 | 2.3616 | 2.4033 | 2.436 | 2.4617
WECCOnPeak | 0.11048 | 0.22003 | 0.32982 | 0.43879 | 0.54744 | 0.6543 | 0.67739 | 0.86039 | 0.95827 | 1.0527 | 1.023 | 1.2318 | 1.3162 | 1.3976 | 1.476 | 1.5511 | 1.623 | 1.692 | 1.7582 | 1.8216 | 1.8824 | 1.9403 | 1.9954 | 2.0478 | 2.0978 | 2.3142 | 2.4837 | 2.6166 | 2.7206 | 2.8022 | 2.8661 | 2.9161 | 2.9554 | 2.9861 |  | 0.093354 | 0.1866 | 0.28085 | 0.37503 | 0.4696 | 0.56303 | 0.65469 | 0.74417 | 0.83047 | 0.9139 | 0.99443 | 1.0724 | 1.1473 | 1.2196 | 1.2893 | 1.3562 | 1.4203 | 1.4818 | 1.5409 | 1.5976 | 1.6519 | 1.7036 | 1.7528 | 1.7997 | 1.8444 | 2.0378 | 2.1893 | 2.308 | 2.401 | 2.4739 | 2.531 | 2.5758 | 2.6108 | 2.6383